## Sheet1
OBJECTID | OXS | OYS | Name | Address | Postcode | Ownership | New_Development | Typology | Heating_supply | Fuel_source | Fuel_consumption_from_all_assets_excluding_CHP_MWh/yr | Fuel_consumption_from_CHP_MWh/yr | Number_of_dwellings | Installed_thermal_capacity_from_all_assets | Installed1 | CHP_Installed_power_Mwe | CO2_emissions_tCO2_yr | Year_of_Construction | Year_of_data_collection | Start_date | Completion date | Data_Source | Confidenti | Attach_fil | Borough | Real_or_estimated data? | Notes | Gross_internal_Floor_Area_m2
5458 | 523406 | 180193 | Waitrose Westfield | Waitrose, Westfield LondonLondon, | W12 7GA | Private | No | Private commercial (> 9,999 m2) |  |  | 0 | 0 | 0 | 0 | 0 | 0 | 0 |  |  |  |  | internet | No |  | Hammersmith and Fulham |  |  | 0
5587 | 524965 | 178088 | Earl's Court - Development in LBHF | Various | Various | Other | Yes | Multi-address buildings | Individual boilers | Natural gas | 10900 | 0 | 0 | 13.2 | 0 | 0 | 0 | [5 empty] | No |  | Hammersmith and Fulham |  |  | 0
5618 | 523892 | 179674 | K West | Richmond Way, West Kensington | W14 | Private | No | Sport & Leisure facilities |  | Natural gas | 0 | 0 | 0 | 0 | 0 | 0 | 0 | [5 empty] | No |  | Hammersmith and Fulham |  |  | 0
8505 | 524398 | 175788 | Putney Bridge station | Station Approach, London | SW6 3UH | Other Public | No | Other public buildings | Central Boilers | Natural gas | 0 | 0 | 0 | 0 | 0 | 0 | 0 |  | 2007 |  |  | TfL | No |  | Hammersmith and Fulham |  |  | 0
8508 | 525303 | 177991 | West Brompton station | Old Brompton Road, London | SW5 9JX | Other Public | No | Other public buildings | Central Boilers | Natural gas | 0 | 0 | 0 | 0 | 0 | 0 | 0 |  | 2007 |  |  | TfL | No |  | Hammersmith and Fulham |  |  | 0
8509 | 524601 | 178297 | West Kensington station | North End Road, London | W14 9NL | Other Public | No | Other public buildings | Central Boilers | Natural gas | 0 | 0 | 0 | 0 | 0 | 0 | 0 |  | 2007 |  |  | TfL | No |  | Hammersmith and Fulham |  |  | 0
8510 | 524101 | 178296 | Barons Court station | Pallister Road, London, | W14 9EA | Other Public | No | Other public buildings | Central Boilers | Natural gas | 0 | 0 | 0 | 0 | 0 | 0 | 0 |  | 2007 |  |  | TfL | No |  | Hammersmith and Fulham |  |  | 0
8512 | 523346 | 178665 | Hammersmith (C&H) station | Beadon Road, London, | W6 7AE | Other Public | No | Other public buildings | Central Boilers | Natural gas | 0 | 0 | 0 | 0 | 0 | 0 | 0 |  | 2007 |  |  | TfL | No |  | Hammersmith and Fulham |  |  | 0
8517 | 522533 | 178874 | Ravenscourt Park station | Ravenscourt Road, London | W6 0UG | Other Public | No | Other public buildings | Central Boilers | Natural gas | 0 | 0 | 0 | 0 | 0 | 0 | 0 |  | 2007 |  |  | TfL | No |  | Hammersmith and Fulham |  |  | 0
8518 | 524304 | 179091 | Kensington (Olympia) station | Olympia Way, London | W14 0NE | Other Public | No | Other public buildings | Central Boilers | Natural gas | 0 | 0 | 0 | 0 | 0 | 0 | 0 |  | 2007 |  |  | TfL | No |  | Hammersmith and Fulham |  |  | 0
8520 | 523383 | 179208 | Hammersmith depot | Lena Gardens, London, | W6 7PY | Other Public | No | Other public buildings | Central Boilers | Natural gas | 0 | 0 | 0 | 0 | 0 | 0 | 0 |  | 2007 |  |  | TfL | No |  | Hammersmith and Fulham |  |  | 0
8522 | 523104 | 179596 | Goldhawk Road station | Goldhawk Road, London | W12 8EG | Other Public | No | Other public buildings | Central Boilers | Natural gas | 0 | 0 | 0 | 0 | 0 | 0 | 0 |  | 2007 |  |  | TfL | No |  | Hammersmith and Fulham |  |  | 0
8527 | 523203 | 180689 | White City station | Wood Lane, London | W12 7RH | Other Public | No | Other public buildings | Central Boilers | Natural gas | 0 | 0 | 0 | 0 | 0 | 0 | 0 |  | 2007 |  |  | TfL | No |  | Hammersmith and Fulham |  |  | 0
8528 | 523203 | 180689 | White City depot | Wood Lane, London, | W12 7RH | Other Public | No | Other public buildings | Central Boilers | Natural gas | 0 | 0 | 0 | 0 | 0 | 0 | 0 |  | 2007 |  |  | TfL | No |  | Hammersmith and Fulham |  |  | 0
8530 | 521603 | 181095 | East Acton station | Erconwald Street, London | W12 0BP | Other Public | No | Other public buildings | Central Boilers | Natural gas | 0 | 0 | 0 | 0 | 0 | 0 | 0 |  | 2007 |  |  | TfL | No |  | Hammersmith and Fulham |  |  | 0
8632 | 523352 | 178644 | Hammersmith (Upper) Bus Station | Hammersmith Broadway, London, W6 7AB | W6 7AB | Other Public | No | Other public buildings | Central Boilers | Natural gas | 0 | 0 | 0 | 0 | 0 | 0 | 0 |  | 2007 |  |  | TfL | No |  | Hammersmith and Fulham |  |  | 0
8633 | 523352 | 178644 | Hammersmith (Lower) Bus Station | Hammersmith Broadway, London, W6 7AB | W6 7AB | Other Public | No | Other public buildings | Central Boilers | Natural gas | 0 | 0 | 0 | 0 | 0 | 0 | 0 |  | 2007 |  |  | TfL | No |  | Hammersmith and Fulham |  |  | 0
8642 | 525038 | 176683 | Parsons Green station | Parsons Green Lane | SW6 4HJ | Other Public | No | Other public buildings | Central Boilers | Natural gas | 0 | 0 | 0 | 0 | 0 | 0 | 0 |  | 2007 |  |  | TfL | No |  | Hammersmith and Fulham |  |  | 0
9939 | 523666 | 178513 | Broadway Squash & Fitness Centre (Hammersmith Fitness and Squash Centre) | 1, Chalkhill Road, London | W6 8DW | Other | No | Sport & Leisure facilities |  |  | 0 | 0 | 0 | 0 | 0 | 0 | 0 | [5 empty] | No |  | Hammersmith and Fulham |  |  | 0
9940 | 523980 | 177511 | Lillie Road Fitness Centre | Lillie Road, London | SW6 7PD | Other public | No | Sport & Leisure facilities |  | Natural gas | 340.0393 | 0 | 0 | 0 | 0 | 0 | 0 |  | 2010 |  |  | Benchmark | No |  | Hammersmith and Fulham |  |  | 757.3259
9941 | 525091 | 175678 | Hurlingham club | Ranelagh Gardens | SW6 3PR | Private | No | Sport & Leisure facilities |  |  | 3412.0935 | 0 | 0 | 0 | 0 | 0 | 0 |  | 2010 |  |  | Benchmark | No |  | Hammersmith and Fulham |  |  | 13648.3739
9942 | 523558 | 176843 | Cannons Health & Fitness Ltd | Stevenage Road, London | SW6 6PF | Private | No | Sport & Leisure facilities |  |  | 1466.5956 | 0 | 0 | 0 | 0 | 0 | 0 |  | 2010 |  |  | Benchmark | No |  | Hammersmith and Fulham |  |  | 3266.36
9943 | 524201 | 179081 | Thirtysevendegrees Health & Fitness (Olympia) | 10, Beaconsfield Terrace Road, London | W14 0PP | Private | No | Sport & Leisure facilities |  |  | 314.257 | 0 | 0 | 0 | 0 | 0 | 0 |  | 2010 |  |  | Benchmark | No |  | Hammersmith and Fulham |  |  | 699.9043
9944 | 523468 | 179686 | New Grampian Squash Club | 1 Shepherds Bush Road | W6 7LN | Private | No | Sport & Leisure facilities |  |  | 313.9805 | 0 | 0 | 0 | 0 | 0 | 0 |  | 2010 |  |  | Benchmark | No |  | Hammersmith and Fulham |  |  | 915.395
9945 | 523137 | 179992 | Royal Fitness | 23-25 Uxbridge Road | W12 8LH | Private | No | Sport & Leisure facilities |  |  | 143.7475 | 0 | 0 | 0 | 0 | 0 | 0 |  | 2010 |  |  | Benchmark | No |  | Hammersmith and Fulham |  |  | 320.1504
9946 | 523874 | 177803 | Charing Cross Sports Club | Aspenlea Road | W6 8LH | Private | No | Sport & Leisure facilities |  |  | 52.8565 | 0 | 0 | 0 | 0 | 0 | 0 |  | 2010 |  |  | Benchmark | No |  | Hammersmith and Fulham |  |  | 117.7205
9947 | 524498 | 176859 | Pilates Room | Unit 9 75, Filmer Road, London | SW6 7JF | Private | No | Sport & Leisure facilities |  |  | 39.1466 | 0 | 0 | 0 | 0 | 0 | 0 |  | 2010 |  |  | Benchmark | No |  | Hammersmith and Fulham |  |  | 114.1301
9948 | 524802 | 176550 | The Power Yoga Company | The Glasshouse, 11-12 Lettice Street | SW6 4EH? | Private | No | Sport & Leisure facilities |  | Electricity | 0 | 0 | 0 | 0 | 0 | 0 | 0 |  | 2010 |  |  | Survey | No |  | Hammersmith and Fulham |  |  | 96
9949 | 522486 | 181490 | Linford Christie Stadium | Du Cane Road | W12 0DF | Private | No | Sport & Leisure facilities |  |  | 0 | 0 | 0 | 0 | 0 | 0 | 0 |  | 2010 |  |  | Survey | No |  | Hammersmith and Fulham |  |  | 3500
9950 | 524223 | 177948 | Queens Club Lawn Tennis association | Palliser Road, West Kensington, London | W14 9EQ | Private | No | Sport & Leisure facilities |  |  | 0 | 0 | 0 | 0 | 0 | 0 | 0 | [5 empty] | No |  | Hammersmith and Fulham |  |  | 0
9951 | 524472 | 177693 | Virgin Active Fulham (Fulham Pools) | Lillie Road, London | SW6 7ST | Private | No | Sport & Leisure facilities |  |  | 0 | 0 | 0 | 0 | 0 | 0 | 0 | [5 empty] | No |  | Hammersmith and Fulham |  |  | 0
9952 | 523667 | 178614 | Virgin Active Hammersmith | 181 Hammersmith Road | W6 8BT | Private | No | Sport & Leisure facilities |  |  | 0 | 0 | 0 | 0 | 0 | 0 | 0 | [5 empty] | No |  | Hammersmith and Fulham |  |  | 0
9954 | 524590 | 178437 | WEST KENSINGTON COURT | EDITH VILLAS LONDON | W14 9AA | Other | No | Private residential (> 149 units or 9,999 m2) |  |  | 1921.28 | 0 | 158 | 0 | 0 | 0 | 0 |  | 2010 |  |  | Benchmark | No |  | Hammersmith and Fulham |  |  | 0
9955 | 526366 | 176514 | Imperial Wharf (1665 units) | Harbour Reach The Boulevard London | SW6 2SS | Private | No | Private residential (> 149 units or 9,999 m2) |  | Electricity | 10629 | 0 | 1665 | 0 | 0 | 0 | 0 |  | 2010 |  |  | Benchmark | No |  | Hammersmith and Fulham |  |  | 0
9956 | 526396 | 176498 | PROPOSED-Imperial Wharf (1007 units) | Townmead Road | SW6 2SS | Private | Yes | Private residential (> 149 units or 9,999 m2) |  |  | 6428.688 | 0 | 1007 | 0 | 0 | 0 | 0 |  | 2010 |  |  | Benchmark | No |  | Hammersmith and Fulham |  |  | 0
9957 | 526448 | 176660 | Chelsea Harbour (The Belvedere) (362 units) | The Belvedere Harbour Avenue Chelsea Harbour London | SW10 0XA | Private | No | Private residential (> 149 units or 9,999 m2) |  |  | 4401.92 | 0 | 362 | 0 | 0 | 0 | 0 |  | 2010 |  |  | Benchmark | No |  | Hammersmith and Fulham |  |  | 0
9958 | 526253 | 176026 | Regent on the River (Watermand Quay and Ferrymans Quay) (250 units) | Watermans Quay William Morris Way London | SW6 2UU | Private | No | Private residential (> 149 units or 9,999 m2) |  |  | 3040 | 0 | 250 | 0 | 0 | 0 | 0 |  | 2010 |  |  | Benchmark | No |  | Hammersmith and Fulham |  |  | 0
9960 | 523468 | 179686 | THE GRAMPIANS | SHEPHERDS BUSH ROAD LONDON | W6 7LN | Private | No | Private residential (> 149 units or 9,999 m2) |  |  | 2103.68 | 0 | 173 | 0 | 0 | 0 | 0 |  | 2010 |  |  | Benchmark | No |  | Hammersmith and Fulham |  |  | 0
9961 | 522582 | 181310 | Imperial College of Science, Technology & Medicine | Du Cane Road | W12 0NN | Other public | No | Private commercial (> 9,999 m2) |  |  | 13808.0822 | 0 | 0 | 0 | 0 | 0 | 0 |  | 2010 |  |  | Benchmark | No |  | Hammersmith and Fulham |  |  | 104606.6836
9963 | 523383 | 178454 | Broadway Shopping Centre - Office (including Coca-Cola) | The Broadway Shopping Centre Hammersmith London | W6 9YE | Private | No | Private commercial (> 9,999 m2) |  |  | 10418.3085 | 0 | 0 | 0 | 0 | 0 | 0 |  | 2010 |  |  | Benchmark | No |  | Hammersmith and Fulham |  |  | 94115.9558
9964 | 525092 | 178028 | Empress State Building | Lillie Road | SW6 1TR | Private | No | Private commercial (> 9,999 m2) |  |  | 10146 | 0 | 0 | 0 | 0 | 0 | 0 |  | 2010 |  |  | Benchmark | No |  | Hammersmith and Fulham |  |  | 57000
9965 | 523654 | 179751 | Concord Shopping Centre | Shepherds Bush Green, London | W12 8PP | Private | No | Private commercial (> 9,999 m2) |  |  | 7368.5023 | 0 | 0 | 0 | 0 | 0 | 0 |  | 2010 |  |  | Benchmark | No |  | Hammersmith and Fulham |  |  | 29711.703
9966 | 524314 | 179039 | Olympia Exhibition Centre | Hammersmith Road | W14 8UX | Private | No | Private commercial (> 9,999 m2) |  | Natural gas | 7181 | 0 | 0 | 0 | 0 | 0 | 0 |  |  |  |  | LDA | No |  | Hammersmith and Fulham |  |  | 35905
9967 | 523623 | 178376 | The Ark | 201 Talgarth Road | W6 8BJ | Private | No | Private commercial (> 9,999 m2) |  |  | 5162.2476 | 0 | 0 | 0 | 0 | 0 | 0 |  | 2010 |  |  | Benchmark | No |  | Hammersmith and Fulham |  |  | 29001.391
9968 | 525473 | 177263 | Fulham broadway retail Centre (including Fulham Broadway Methodist Church) | Fulham Broadway Retail Centre Fulham Road | SW6 1BW | Private | No | Private commercial (> 9,999 m2) | Individual boilers | Natural gas | 4607.8 | 0 | 0 | 0 | 0 | 0 | 0 |  |  |  |  | Survey/Benchmark | No |  | Hammersmith and Fulham |  |  | 18580.6
9969 | 523373 | 180287 | Westfield Shopping Centre (includes Marks and Spencer Plc, Debenhams, Next Retail Ltd, House of Frasier) | Ariel Way | W12 7GF | Private | No | Private commercial (> 9,999 m2) | Individual boilers | LPG | 4000 | 0 | 0 | 0 | 0 | 0 | 51965 |  | 2010 |  |  | Survey | No |  | Hammersmith and Fulham |  |  | 185185
9970 | 523129 | 178477 | Visit Britain (UK) Ltd | Thames Tower, Blacks Road, London | W6 9EL | Private | No | Private commercial (> 9,999 m2) |  |  | 3844.387 | 0 | 0 | 0 | 0 | 0 | 0 |  | 2010 |  |  | Benchmark | No |  | Hammersmith and Fulham |  |  | 21597.68
9971 | 523587 | 178581 | Bechtel Ltd | 245 Hammersmith Road London | W6 8PW | Private | No | Private commercial (> 9,999 m2) |  |  | 3659.4963 | 0 | 0 | 0 | 0 | 0 | 0 |  | 2010 |  |  | Benchmark | No |  | Hammersmith and Fulham |  |  | 20558.968
9972 | 523491 | 178465 | Walt Disney and Co Ltd | 3 Queen Caroline Street London | W6 9PE | Private | No | Private commercial (> 9,999 m2) |  |  | 3596.3384 | 0 | 0 | 0 | 0 | 0 | 0 |  | 2010 |  |  | Benchmark | No |  | Hammersmith and Fulham |  |  | 20204.1481
9973 | 523796 | 179696 | Endemol (UK) Plc (including Shepherds, East Richmond Way) | Shepherds Building Charecroft Way London | W14 0EH | Private | No | Private commercial (> 9,999 m2) |  |  | 3381.4966 | 0 | 0 | 0 | 0 | 0 | 0 |  | 2010 |  |  | Benchmark | No |  | Hammersmith and Fulham |  |  | 18997.172
9974 | 524858 | 178550 | Kensington Village | Avonmore Road | W14 8HQ | Private | No | Private commercial (> 9,999 m2) |  |  | 3303.68 | 0 | 0 | 0 | 0 | 0 | 0 | 1880 |  |  |  |  | No |  | Hammersmith and Fulham |  |  | 18560
9975 | 523402 | 178586 | Broadway Shopping Centre - Retail (Ground floor) | The Broadway Shopping Centre Hammersmith London | W6 9YE | Private | No | Private commercial (> 9,999 m2) |  |  | 2903.0792 | 0 | 0 | 0 | 0 | 0 | 0 |  | 2010 |  |  | Benchmark | No |  | Hammersmith and Fulham |  |  | 11705.9646
9976 | 523528 | 178571 | L'Oreal (UK) Ltd (includes Accor UK Business & leisure Hotels Ltd, 255 Hammersmith Road) | 255 Hammersmith Road London | W6 8PL | Private | No | Private commercial (> 9,999 m2) |  |  | 2869.1054 | 0 | 0 | 0 | 0 | 0 | 0 |  | 2010 |  |  | Benchmark | No |  | Hammersmith and Fulham |  |  | 16118.5696
9977 | 523925 | 178755 | EMI Records | E M I House 43 Brook Green London | W6 7EF | Private | No | Private commercial (> 9,999 m2) |  |  | 2854.6396 | 0 | 0 | 0 | 0 | 0 | 0 |  | 2010 |  |  | Benchmark | No |  | Hammersmith and Fulham |  |  | 16037.3009
9978 | 523326 | 177831 | The Sporting Exchange Ltd | WaterfrontßHammersmithßEmbankmentßChancellorsßRoadßLondon | ßW6ß9RU | Private | No | Private commercial (> 9,999 m2) |  |  | 2731.653 | 0 | 0 | 0 | 0 | 0 | 0 |  | 2010 |  |  | Benchmark | No |  | Hammersmith and Fulham |  |  | 15346.3653
9979 | 523532 | 178265 | Harper Collins | Elsinore House 77 Fulham Palace Road London | W6 8JA | Private | No | Private commercial (> 9,999 m2) |  |  | 2476.8978 | 0 | 0 | 0 | 0 | 0 | 0 |  | 2010 |  |  | Benchmark | No |  | Hammersmith and Fulham |  |  | 13915.1561
9980 | 523541 | 178468 | Metro Building | 1 Butterwick, Hammersmith | W6 8DL | Private | No | Private commercial (> 9,999 m2) |  |  | 2457.8015 | 0 | 0 | 0 | 0 | 0 | 0 |  | 2010 |  |  | Benchmark | No |  | Hammersmith and Fulham |  |  | 13807.8737
9981 | 523346 | 177899 | Riverside | Manbre Road | W6 9WA | Private | No | Private commercial (> 9,999 m2) |  |  | 2334.3419 | 0 | 0 | 0 | 0 | 0 | 0 |  | 2010 |  |  | Benchmark | No |  | Hammersmith and Fulham |  |  | 13114.2802
9982 | 523566 | 178646 | Actix Ltd (includes Sony Ericsson Ltd, SonyEricsson House 202 Hammersmith Road London W6 7DJ) | 200 Hammersmith Road, London | W6 7DJ | Private | No | Private commercial (> 9,999 m2) |  |  | 2229.9697 | 0 | 0 | 0 | 0 | 0 | 0 |  | 2010 |  |  | Benchmark | No |  | Hammersmith and Fulham |  |  | 12527.9196
9983 | 523845 | 178626 | Sargent Cancer Care for Children | 161 Hammersmith Road | W6 8SG | Private | No | Private commercial (> 9,999 m2) |  |  | 2065.0097 | 0 | 0 | 0 | 0 | 0 | 0 |  | 2010 |  |  | Benchmark | No |  | Hammersmith and Fulham |  |  | 11601.1783
9984 | 524815 | 178428 | Ashfield House (including Transport for London) | 7 Beaumont Avenue | W14 9UY | Private | No | Private commercial (> 9,999 m2) |  |  | 2038.5007 | 0 | 0 | 0 | 0 | 0 | 0 |  | 2010 |  |  | Benchmark | No |  | Hammersmith and Fulham |  |  | 11452.2511
9985 | 523252 | 178783 | MWB Hammersmith Grove (including George House) | 26/28 Hammersmith Grove | W6 7AW | Private | No | Private commercial (> 9,999 m2) |  |  | 2026.7066 | 0 | 0 | 0 | 0 | 0 | 0 |  | 2010 |  |  | Benchmark | No |  | Hammersmith and Fulham |  |  | 11385.9923
9986 | 524822 | 178513 | Lion Re:Sources Uk Ltd. | Pembroke Building Kensington | W14 8DG | Private | No | Private commercial (> 9,999 m2) |  |  | 1471.871 | 0 | 0 | 0 | 0 | 0 | 0 |  | 2010 |  |  | Benchmark | No |  | Hammersmith and Fulham |  |  | 8268.9383
9987 | 523160 | 178725 | United International Pictures | U I P House 45 Beadon Road London | W6 0EG | Private | No | Private commercial (> 9,999 m2) |  |  | 1414.4636 | 0 | 0 | 0 | 0 | 0 | 0 |  | 2010 |  |  | Benchmark | No |  | Hammersmith and Fulham |  |  | 7946.4248
9988 | 526161 | 175872 | Sainsbury Supermarkets Ltd | 51 Townmead London | SW6 2SY | Private | No | Private commercial (> 9,999 m2) |  |  | 1348.6493 | 0 | 0 | 0 | 0 | 0 | 0 |  | 2010 |  |  | Benchmark | No |  | Hammersmith and Fulham |  |  | 5167.2388
9989 | 523958 | 178719 | Halcrow Group Ltd | Elms House 43 Brook Green London | W6 7EF | Private | No | Private commercial (> 9,999 m2) |  |  | 1297.7111 | 0 | 0 | 0 | 0 | 0 | 0 |  | 2010 |  |  | Benchmark | No |  | Hammersmith and Fulham |  |  | 7290.5117
9990 | 524040 | 178785 | Cable and Wireless (UK) | Videotron House 76 Hammersmith Road London | W14 8UD | Private | No | Private commercial (> 9,999 m2) |  |  | 1225.8338 | 0 | 0 | 0 | 0 | 0 | 0 |  | 2010 |  |  | Benchmark | No |  | Hammersmith and Fulham |  |  | 6886.7067
9991 | 524005 | 178759 | AOL (UK) Ltd | 80 Hammersmith Road London | W14 8UD | Private | No | Private commercial (> 9,999 m2) |  |  | 1071.4282 | 0 | 0 | 0 | 0 | 0 | 0 |  | 2010 |  |  | Benchmark | No |  | Hammersmith and Fulham |  |  | 6019.2594
9992 | 523376 | 178662 | FISH4 Trading Ltd. | 3rd Floor Broadway Chambers, 14-26 Hammersmith Broadway | W6 7AF | Private | No | Private commercial (> 9,999 m2) |  |  | 946.6108 | 0 | 0 | 0 | 0 | 0 | 0 |  | 2010 |  |  | Benchmark | No |  | Hammersmith and Fulham |  |  | 5318.038
9993 | 523142 | 178625 | Kings Mall (including Lyric Theatre) | King Street | W6 9HW | Private | No | Private commercial (> 9,999 m2) |  |  | 859.8672 | 0 | 0 | 0 | 0 | 0 | 0 |  | 2010 |  |  | Benchmark | No |  | Hammersmith and Fulham |  |  | 3467.2065
9994 | 524481 | 175921 | BMG Music Publishing Ltd | Bedford House 69 - 79 Fulham High Street London | SW6 3JW | Private | No | Private commercial (> 9,999 m2) |  |  | 854.2562 | 0 | 0 | 0 | 0 | 0 | 0 |  | 2010 |  |  | Benchmark | No |  | Hammersmith and Fulham |  |  | 4799.1923
9995 | 523205 | 178790 | Jobcentre Plus | 22 Glenthorne Road | W6 0NG | Private | No | Private commercial (> 9,999 m2) |  |  | 825.0338 | 0 | 0 | 0 | 0 | 0 | 0 |  | 2010 |  |  | Benchmark | No |  | Hammersmith and Fulham |  |  | 4635.0214
9996 | 526174 | 176517 | Laura Ashley | Design Centre 27 Bagleys Lane London | SW6 2QA | Private | No | Private commercial (> 9,999 m2) |  |  | 823.6747 | 0 | 0 | 0 | 0 | 0 | 0 |  | 2010 |  |  | Benchmark | No |  | Hammersmith and Fulham |  |  | 7626.6175
9997 | 523381 | 179106 | Tesco Stores Plc | 180 Shepherd's Bush Road London | W6 7NL | Private | No | Private commercial (> 9,999 m2) |  |  | 0 | 0 | 0 | 0 | 0 | 0 | 0 |  | 2010 |  |  | Benchmark | No |  | Hammersmith and Fulham |  |  | 0
9998 | 522365 | 178516 | Post Office Ltd | Vencourt Place | W6 9NS | Private | No | Private commercial (> 9,999 m2) |  |  | 634.4845 | 0 | 0 | 0 | 0 | 0 | 0 |  | 2010 |  |  | Benchmark | No |  | Hammersmith and Fulham |  |  | 3754.3462
9999 | 523223 | 178553 | Marks and Spencer Plc | 27 - 37 King Street London | W6 9HW | Private | No | Private commercial (> 9,999 m2) |  |  | 609.2644 | 0 | 0 | 0 | 0 | 0 | 0 |  | 2010 |  |  | Benchmark | No |  | Hammersmith and Fulham |  |  | 2456.7112
10000 | 521988 | 178610 | Qantas Airways Ltd | Qantas House 395 - 403 King Street London | W6 9NJ | Private | No | Private commercial (> 9,999 m2) |  |  | 604.0034 | 0 | 0 | 0 | 0 | 0 | 0 |  | 2010 |  |  | Benchmark | No |  | Hammersmith and Fulham |  |  | 3393.2776
10001 | 523940 | 178865 | Virgin Retail Ltd, Barfair Ltd | 50 Brook Green London | W6 7BJ | Private | No | Private commercial (> 9,999 m2) |  |  | 572.2443 | 0 | 0 | 0 | 0 | 0 | 0 |  | 2010 |  |  | Benchmark | No |  | Hammersmith and Fulham |  |  | 3214.8556
10002 | 523195 | 178755 | Newwave Recruitment Ltd | Brittania House, 11 Glenthorne Road | W6 OLH | Private | No | Private commercial (> 9,999 m2) |  |  | 476.1792 | 0 | 0 | 0 | 0 | 0 | 0 |  | 2010 |  |  | Benchmark | No |  | Hammersmith and Fulham |  |  | 2675.1642
10003 | 523239 | 178373 | Universal Music (UK) Ltd | 1 Sussex Place London | W6 9EA | Private | No | Private commercial (> 9,999 m2) |  |  | 430.2922 | 0 | 0 | 0 | 0 | 0 | 0 |  | 2010 |  |  | Benchmark | No |  | Hammersmith and Fulham |  |  | 2417.3719
10004 | 525488 | 175624 | Project Sloane Ltd | The Piper Centre, 50 Carnwath Road | SW6 3JX | Private | No | Private commercial (> 9,999 m2) |  |  | 415.5002 | 0 | 0 | 0 | 0 | 0 | 0 |  | 2010 |  |  | Benchmark | No |  | Hammersmith and Fulham |  |  | 2334.271
10005 | 523384 | 177585 | Richard Rogers Partnership | Thames Wharf, Rainville Road, London W6 9HA | W6 9HA | Private | No | Private commercial (> 9,999 m2) |  |  | 381.2392 | 0 | 0 | 0 | 0 | 0 | 0 |  | 2010 |  |  | Benchmark | No |  | Hammersmith and Fulham |  |  | 2141.793
10006 | 523184 | 178543 | Boots The Chemist | 43 King Street | W6 9HW | Private | No | Private commercial (> 9,999 m2) |  |  | 338.9025 | 0 | 0 | 0 | 0 | 0 | 0 |  | 2010 |  |  | Benchmark | No |  | Hammersmith and Fulham |  |  | 1366.5425
10007 | 523064 | 178587 | Primark Stores Ltd | Unit 1 Kings Mall, King Street | W6 0PZ | Private | No | Private commercial (> 9,999 m2) |  |  | 300.4437 | 0 | 0 | 0 | 0 | 0 | 0 |  | 2010 |  |  | GIS Benchmark | No |  | Hammersmith and Fulham |  |  | 2781.8862
10008 | 523730 | 178622 | Diners Club (UK) Ltd | Griffin House, 161 Hammersmith Road, London | W6 8BS | Private | No | Private commercial (> 9,999 m2) |  |  | 225.1409 | 0 | 0 | 0 | 0 | 0 | 0 |  | 2010 |  |  | Benchmark | No |  | Hammersmith and Fulham |  |  | 1264.8368
10009 | 524933 | 177707 | Sommerset and Fitrooms | 254 - 258 North End road | SW6 1NJ | Private | No | Private commercial (> 9,999 m2) |  |  | 111.3326 | 0 | 0 | 0 | 0 | 0 | 0 |  | 2010 |  |  | Benchmark | No |  | Hammersmith and Fulham |  |  | 247.9567
10010 | 522827 | 178628 | Omni Facilities Management Plc | 3 Albion Court Albion Place | W6 0QT | Private | No | Private commercial (> 9,999 m2) |  |  | 51.4099 | 0 | 0 | 0 | 0 | 0 | 0 |  | 2010 |  |  | Benchmark | No |  | Hammersmith and Fulham |  |  | 288.8194
10011 | 524848 | 177915 | Fluid Options (UK) Ltd | 194 North End Road | W14 9NX | Private | No | Private commercial (> 9,999 m2) |  |  | 41.3419 | 0 | 0 | 0 | 0 | 0 | 0 |  | 2010 |  |  | Benchmark | No |  | Hammersmith and Fulham |  |  | 232.258
10012 | 522799 | 179359 | Innocent Drinks | 3 Goldhawk Estate, Brackenbury Road, London | W6 0BA | Private | No | Private commercial (> 9,999 m2) |  |  | 33.7981 | 0 | 0 | 0 | 0 | 0 | 0 |  | 2010 |  |  | Benchmark | No |  | Hammersmith and Fulham |  |  | 189.8772
10013 | 525557 | 175760 | Jane Shilton Plc | 90 Peterborough Road London | SW6 3HH | Private | No | Private commercial (> 9,999 m2) |  |  | 32.2899 | 0 | 0 | 0 | 0 | 0 | 0 |  | 2010 |  |  | Benchmark | No |  | Hammersmith and Fulham |  |  | 181.4039
10014 | 523217 | 179592 | London United Busways Ltd | Wells Road | W12 8DA | Private | No | Private commercial (> 9,999 m2) |  |  | 31.6154 | 0 | 0 | 0 | 0 | 0 | 0 |  | 2010 |  |  | Benchmark | No |  | Hammersmith and Fulham |  |  | 177.6146
10015 | 523372 | 179965 | BPP Holdings Plc | Aldine House 142 - 144 Uxbridge Road London | W12 8AA | Private | No | Private commercial (> 9,999 m2) |  |  | 28.7173 | 0 | 0 | 0 | 0 | 0 | 0 |  | 2010 |  |  | Benchmark | No |  | Hammersmith and Fulham |  |  | 161.3331
10016 | 522385 | 179373 | Hestia Housing & Support | 240 Goldhawk Road | W12 9PE | Private | No | Private commercial (> 9,999 m2) |  |  | 27.1924 | 0 | 0 | 0 | 0 | 0 | 0 |  | 2010 |  |  | Benchmark | No |  | Hammersmith and Fulham |  |  | 152.7661
10017 | 522498 | 179801 | Rpm London Ltd. | The Old Treacle Factory 24-40 Goodwin Road | W12 9JW | Private | No | Private commercial (> 9,999 m2) |  |  | 14.0619 | 0 | 0 | 0 | 0 | 0 | 0 |  | 2010 |  |  | Benchmark | No |  | Hammersmith and Fulham |  |  | 78.9996
10018 | 523376 | 180919 | Warehouse | 58 Wood Lane, London | W12 7RZ | Private | No | Private commercial (> 9,999 m2) |  |  | 0 | 0 | 0 | 0 | 0 | 0 | 0 | [5 empty] | No |  | Hammersmith and Fulham |  |  | 9839.3455
10019 | 525765 | 177349 | Chelsea Football Club | Fulham Road London | SW6 1HS | Private | No | Private commercial (> 9,999 m2) |  |  | 0 | 0 | 0 | 0 | 0 | 0 | 0 | [5 empty] | No |  | Hammersmith and Fulham |  |  | 0
10020 | 523677 | 176563 | Fulham Football Club | Craven Cottage Stevenage Road London | SW6 6HH | Private | No | Private commercial (> 9,999 m2) |  |  | 0 | 0 | 0 | 0 | 0 | 0 | 0 | [5 empty] | No |  | Hammersmith and Fulham |  |  | 0
10021 | 522791 | 180459 | Queen's Park Rangers Football Club | Loftus Road Stadium South Africa Road London | W12 7PA | Private | No | Private commercial (> 9,999 m2) |  |  | 0 | 0 | 0 | 0 | 0 | 0 | 0 | [5 empty] | No |  | Hammersmith and Fulham |  |  | 0
10022 | 523870 | 178677 | Haymarket Publications | 174 Hammersmith Road London | W6 7JP | Private | No | Private commercial (> 9,999 m2) | Central Boilers | Natural gas | 0 | 0 | 0 | 0 | 0 | 0 | 0 |  |  |  |  | Survey | No |  | Hammersmith and Fulham |  |  | 79.3825
10023 | 523460 | 180728 | Marks and Spencer Demonstration and Training Centre | 54 Wood Lane | W12 7RQ | Private | No | Private commercial (> 9,999 m2) |  |  | 0 | 0 | 0 | 0 | 0 | 0 | 0 | [5 empty] | No |  | Hammersmith and Fulham |  |  | 10000
10024 | 523473 | 177976 | PROPOSED - Hammersmith Embankment Phase 3 | Chancellors Road | W6 9SF | Private | Yes | Private commercial (> 9,999 m2) |  |  | 0 | 0 | 0 | 0 | 0 | 0 | 0 | [5 empty] | No |  | Hammersmith and Fulham |  |  | 48370
10025 | 524489 | 175963 | PROPOSED-Bedford House | 69-79 Fulham High Street | SW6 3JW | Private | Yes | Private commercial (> 9,999 m2) |  |  | 0 | 0 | 0 | 0 | 0 | 0 | 0 | [5 empty] | No |  | Hammersmith and Fulham |  |  | 9329
10026 | 523571 | 180346 | PROPOSED -Westfield Extra floor space | Ariel Way | W12 7GF | Private | Yes | Private commercial (> 9,999 m2) |  |  | 0 | 0 | 0 | 0 | 0 | 0 | 0 | [5 empty] | No |  | Hammersmith and Fulham |  |  | 18500
10027 | 522188 | 181255 | H M PRISON WORMWOOD SCRUBS | DU CANE ROAD | W12 0AE | Other public | No | Prisons |  |  | 4920 | 0 | 0 | 0 | 0 | 0 | 0 |  | 2010 |  |  | WCOA Energy Strategy | No |  | Hammersmith and Fulham |  |  | 0
10028 | 525109 | 177140 | FULHAM POLICE STATION, METROPOLITAN POLICE | HECKFIELD PLACE, LONDON | SW6 5NL | Other public | No | Police stations |  |  | 1481.1719 | 0 | 0 | 0 | 0 | 0 | 0 |  | 2010 |  |  | Benchmark | No |  | Hammersmith and Fulham |  |  | 3612.6145
10029 | 523364 | 178793 | HAMMERSMITH POLICE STATION, METROPOLITAN POLICE | SHEPHERDS BUSH ROAD, LONDON | W6 7NX | Other public | No | Police stations |  |  | 1415.2298 | 0 | 0 | 0 | 0 | 0 | 0 |  | 2010 |  |  | Benchmark | No |  | Hammersmith and Fulham |  |  | 3451.7801
10030 | 523458 | 178348 | HAMMERSMITH POLICE STATION, BRITISH TRANSPORT POLICE | FULHAM PALACE ROAD, LONDON | W6 8AU | Other public | No | Police stations |  |  | 738.5052 | 0 | 0 | 0 | 0 | 0 | 0 |  | 2010 |  |  | Benchmark | No |  | Hammersmith and Fulham |  |  | 1801.2323
10031 | 523019 | 180080 | SHEPHERDS BUSH POLICE STATION 252-256, METROPOLITAN POLICE | UXBRIDGE ROAD, LONDON | W12 7JA | Other public | No | Police stations |  |  | 656.0089 | 0 | 0 | 0 | 0 | 0 | 0 |  | 2010 |  |  | Benchmark | No |  | Hammersmith and Fulham |  |  | 1600.0217
10032 | 523712 | 178370 | West London Courthouse | 181 Talgarth Road | W6 8DN | Local government | No | Other public buildings |  |  | 2066.1397 | 0 | 0 | 0 | 0 | 0 | 0 |  | 2010 |  |  | Benchmark | No |  | Hammersmith and Fulham |  |  | 10874.4195
10033 | 524127 | 177515 | Youth Centres: Fulham Cross Youth Centre | Caroline Walk | W6 8PR | Local government | No | Other public buildings |  |  | 212.6936 | 0 | 0 | 0 | 0 | 0 | 0 |  | 2010 |  |  | Benchmark | No |  | Hammersmith and Fulham |  |  | 1137.399
10035 | 522625 | 179107 | Children's Homes: Dalling Road | 120 Dalling Road | W6 0ET | Local government | No | Other public buildings |  | Natural gas | 126.681 | 0 | 0 | 0 | 0 | 0 | 0 |  | 2009 |  |  | Public Building Energy Data Doc | No |  | Hammersmith and Fulham |  |  | 0
10036 | 522633 | 179856 | Play Facilities: Coningham Centre | Coningham Road | W12 8BY | Local government | No | Other public buildings |  | Natural gas | 114.294 | 0 | 0 | 0 | 0 | 0 | 0 |  | 2009 |  |  | Public Building Energy Data Doc | No |  | Hammersmith and Fulham |  |  | 0
10037 | 524064 | 178685 | Youth Service: Young Adults Service Team | 145 Hammersmith Road | W14 0QL | Local government | No | Other public buildings |  |  | 92.5271 | 0 | 0 | 0 | 0 | 0 | 0 |  | 2010 |  |  | Benchmark | No |  | Hammersmith and Fulham |  |  | 494.7972
10038 | 525003 | 177877 | Youth Centres: West Kensington | 80 Lillie Road | SW6 1TN | Local government | No | Other public buildings |  |  | 74.4506 | 0 | 0 | 0 | 0 | 0 | 0 |  | 2010 |  |  | Benchmark | No |  | Hammersmith and Fulham |  |  | 398.1316
10039 | 522950 | 180731 | Youth Centres: Paragon Centre | Australia Road | W12 7PT | Local government | No | Other public buildings |  |  | 68.0746 | 0 | 0 | 0 | 0 | 0 | 0 |  | 2010 |  |  | Benchmark | No |  | Hammersmith and Fulham |  |  | 364.0353
10040 | 523484 | 178031 | Play Facilities: Kidsa and Company Play Group | Distillery Lane | W6 9SA | Local government | No | Other public buildings |  | Natural gas | 51.237 | 0 | 0 | 0 | 0 | 0 | 0 |  | 2009 |  |  | Public Building Energy Data Doc | No |  | Hammersmith and Fulham |  |  | 0
10041 | 524420 | 178782 | Youth Centres: Avonmore Youth Centre | Gorleston Street | W14 8XS | Local government | No | Other public buildings |  |  | 45.8714 | 0 | 0 | 0 | 0 | 0 | 0 |  | 2010 |  |  | Benchmark | No |  | Hammersmith and Fulham |  |  | 245.3015
10042 | 525294 | 175706 | Youth Centres: Castle Youth Club | Broomhouse Lane | SW6 3DP | Local government | No | Other public buildings |  |  | 34.2844 | 0 | 0 | 0 | 0 | 0 | 0 |  | 2010 |  |  | Benchmark | No |  | Hammersmith and Fulham |  |  | 183.3391
10043 | 523198 | 180648 | Community Centres: Numeracy Centre | 22 Exhibition Close | W12 7EE | Local government | No | Other public buildings |  |  | 27.5617 | 0 | 0 | 0 | 0 | 0 | 0 |  | 2010 |  |  | Benchmark | No |  | Hammersmith and Fulham |  |  | 147.3885
10044 | 523472 | 180063 | Community Hall: Shepherds Bush Village Hall | 58 Bulwer Street | W12 8AP | Local government | No | Other public buildings |  |  | 25.0022 | 0 | 0 | 0 | 0 | 0 | 0 |  | 2010 |  |  | Benchmark | No |  | Hammersmith and Fulham |  |  | 133.7017
10045 | 522453 | 182872 | Community Centres: College Park Community Hall | 12/14 Letchford Gardens | NW10 6AN | Local government | No | Other public buildings |  |  | 19.2097 | 0 | 0 | 0 | 0 | 0 | 0 |  | 2010 |  |  | Benchmark | No |  | Hammersmith and Fulham |  |  | 102.7259
10046 | 522111 | 180819 | Community Centres: Wormholt Children's Infornmation Centre | 2A The Curve | W12 0RH | Local government | No | Other public buildings |  |  | 18.0484 | 0 | 0 | 0 | 0 | 0 | 0 |  | 2010 |  |  | Benchmark | No |  | Hammersmith and Fulham |  |  | 96.5154
10047 | 522234 | 178954 | Ravenscourt Park Hospital | Ravenscourt Park, Hammersmith | W6 0TU | Other |  | Other public buildings |  |  | 15565.0758 | 0 | 0 | 0 | 0 | 0 | 0 |  | 2010 |  |  | Benchmark | No |  | Hammersmith and Fulham |  |  | 30025.2233
10048 | 523367 | 178355 | Carling Apollo | 45 Queen Caroline Street | W6 9QH | Other | No | Other public buildings |  |  | 1849.7997 | 0 | 0 | 0 | 0 | 0 | 0 |  | 2010 |  |  | Benchmark | No |  | Hammersmith and Fulham |  |  | 2936.19
10049 | 523880 | 179417 | Milson Road Health Centre | 1-13 Milson Road, London | W14 0LJ | Other public | No | Other public buildings |  |  | 0 | 0 | 0 | 0 | 0 | 0 | 0 | [5 empty] | No |  | Hammersmith and Fulham |  |  | 0
10050 | 523099 | 180961 | BBC White City Buildings | Wood Lane | W12 7RJ | Other public | No | Other public buildings | Central Boilers |  | 0 | 0 | 0 | 0 | 0 | 0 | 0 |  |  |  |  | WCOA Energy Strategy | No |  | Hammersmith and Fulham |  |  | 30672
10051 | 523068 | 180872 | BBC Media Village | 201 Wood Lane | W12 7TQ | Other public | No | Other public buildings | Central Boilers |  | 0 | 0 | 0 | 0 | 0 | 0 | 0 |  |  |  |  | WCOA Energy Strategy | No |  | Hammersmith and Fulham |  |  | 56821
10052 | 522698 | 181241 | THE HAMMERSMITH HOSPITALS N H S TRUST | DU CANE ROAD, LONDON | W12 0HS | Other public | No | NHS | Central Boilers | Natural gas | 46500 | 0 | 0 | 18.32 | 0 | 0 | 24000 |  | 2010 |  |  | Survey | No |  | Hammersmith and Fulham |  |  | 132895
10053 | 523690 | 177957 | CHARING CROSS HOSPITAL | FULHAM PALACE ROAD, LONDON | W6 8RF | Other public | No | NHS | Central Boilers | Natural gas | 44000 | 0 | 0 | 22 | 0 | 0 | 22500 |  | 2010 |  |  | Survey | No |  | Hammersmith and Fulham |  |  | 125000
10054 | 522643 | 181273 | PROPOSED- Hammersmith Hospital | Du Cane Road | W12 0HS | Other public | Yes | NHS |  |  | 5012.5 | 0 | 0 | 0 | 0 | 0 | 0 |  | 2010 |  |  | Benchmark | No |  | Hammersmith and Fulham |  |  | 12500
10055 | 524034 | 176123 | Fulham Palace | Bishop's Avenue | SW6 6EA | Local government | No | Museums & Art Galleries |  | Natural gas | 1055.1 | 0 | 0 | 0 | 0 | 0 | 0 |  | 2010 |  |  | Survey | No |  | Hammersmith and Fulham |  |  | 3937
10056 | 523655 | 178399 | Hammersmith & Fulham Archives and Local History Centre | The Lilla Huset, 191 Talgarth Road | W6 8BJ | Other | No | Museums & Art Galleries |  |  | 409.6367 | 0 | 0 | 0 | 0 | 0 | 0 |  | 2010 |  |  | Benchmark | No |  | Hammersmith and Fulham |  |  | 2190.5708
10057 | 524456 | 175883 | Westminster Dragoons Museum | 87 Fulham High Street, Fulham, | SW6 3JS | Other | No | Museums & Art Galleries |  |  | 390.13 | 0 | 0 | 0 | 0 | 0 | 0 |  | 2010 |  |  | Benchmark | No |  | Hammersmith and Fulham |  |  | 2747.3942
10059 | 523260 | 178553 | Hammersmith & Fulham Irish Centre | Blacks Road | W6 9DT | Other | No | Museums & Art Galleries |  |  | 159.9522 | 0 | 0 | 0 | 0 | 0 | 0 |  | 2010 |  |  | Benchmark | No |  | Hammersmith and Fulham |  |  | 855.3595
10060 | 524522 | 178235 | Bhavan Centre- Institute of Indian Culture | Old Church Buildings, 4a Castletown Road | W14 9HQ | Other | No | Museums & Art Galleries |  |  | 60.9031 | 0 | 0 | 0 | 0 | 0 | 0 |  | 2010 |  |  | Benchmark | No |  | Hammersmith and Fulham |  |  | 325.6849
10061 | 525354 | 177915 | Zest Gallery | Roxby Place | SW6 1RS | Other | No | Museums & Art Galleries |  |  | 46.15 | 0 | 0 | 0 | 0 | 0 | 0 |  | 2010 |  |  | Benchmark | No |  | Hammersmith and Fulham |  |  | 325.0001
10062 | 521999 | 179605 | Kite Studios | 2b Bassein Park Road, London | W12 9RY | Other | No | Museums & Art Galleries |  |  | 45.5901 | 0 | 0 | 0 | 0 | 0 | 0 |  | 2010 |  |  | Benchmark | No |  | Hammersmith and Fulham |  |  | 194.0004
10063 | 525299 | 177789 | Pilar Corrias Ltd | 37 Ongar Road, London | SW6 1SL | Other | No | Museums & Art Galleries |  |  | 40.4195 | 0 | 0 | 0 | 0 | 0 | 0 |  | 2010 |  |  | Benchmark | No |  | Hammersmith and Fulham |  |  | 284.6442
10064 | 522115 | 178227 | 7th Hammersmith Terrace | 7 Hammersmith Terrace | W6 9TS | Other | No | Museums & Art Galleries |  |  | 34.9924 | 0 | 0 | 0 | 0 | 0 | 0 |  | 2010 |  |  | Benchmark | No |  | Hammersmith and Fulham |  |  | 246.4255
10065 | 524301 | 177128 | Rebecca Mills Ltd | 42 Orbain Road, London | SW6 7JY | Other | No | Museums & Art Galleries |  |  | 25.3663 | 0 | 0 | 0 | 0 | 0 | 0 |  | 2010 |  |  | Benchmark | No |  | Hammersmith and Fulham |  |  | 178.636
10066 | 524369 | 176194 | Ayagallery | 15 Fulham High Street | SW6 3JH | Other | No | Museums & Art Galleries |  |  | 24.1118 | 0 | 0 | 0 | 0 | 0 | 0 |  | 2010 |  |  | Benchmark | No |  | Hammersmith and Fulham |  |  | 169.8017
10067 | 524576 | 178281 | Bharatiya Vidya Bhavan Institute Ltd | 4a Castletown Road, London | W14 9HE | Other | No | Museums & Art Galleries |  | Natural gas | 14 | 0 | 0 | 0 | 0 | 0 | 0 |  | 2010 |  |  | Survey | No |  | Hammersmith and Fulham |  |  | 3000
10068 | 522661 | 178331 | Kelmscott House Museum (William Morris Society) | 26 Upper Mall | W6 9TA | Other | No | Museums & Art Galleries |  |  | 0 | 0 | 0 | 0 | 0 | 0 | 0 | [5 empty] | No |  | Hammersmith and Fulham |  |  | 0
10069 | 523187 | 178126 | Riverside Studios | Riverside Studios Crisp Road, London | W6 9RL | Other | No | Museums & Art Galleries |  |  | 0 | 0 | 0 | 0 | 0 | 0 | 0 | [5 empty] | No |  | Hammersmith and Fulham |  |  | 0
10070 | 522755 | 180792 | White City Estate - includes 35 blocks (2,027 units) | White City Estate, London | W12 7LX | Other | No | Multi-address buildings |  |  | 32444 | 0 | 2027 | 0 | 0 | 0 | 0 |  | 2010 |  |  | Benchmark | No |  | Hammersmith and Fulham |  |  | 0
10071 | 525253 | 175969 | SULIVAN COURT (433 units) | BROOMHOUSE LANE LONDON | SW6 3DL | Other | No | Multi-address buildings |  |  | 5265.28 | 0 | 433 | 0 | 0 | 0 | 0 |  | 2010 |  |  | Benchmark | No |  | Hammersmith and Fulham |  |  | 0
10072 | 523761 | 178704 | LATYMER COURT (385 units) | HAMMERSMITH ROAD LONDON | W6 7JB | Other | No | Multi-address buildings |  |  | 4681.6 | 0 | 385 | 0 | 0 | 0 | 0 |  | 2010 |  |  | Benchmark | No |  | Hammersmith and Fulham |  |  | 0
10073 | 524098 | 177517 | Bayonne Road Estate (334 units) multiple buildings | Bayonne Road | W6 8EJ | Other | No | Multi-address buildings |  |  | 4061.44 | 0 | 334 | 0 | 0 | 0 | 0 |  | 2010 |  |  | Benchmark | No |  | Hammersmith and Fulham |  |  | 0
10074 | 522108 | 179998 | Becklow Gardens | 127 BECKLOW GARDENS LONDON | W12 9EU | Other | No | Multi-address buildings |  | Natural gas | 3100 | 0 | 255 | 0 | 0 | 0 | 0 |  | 2010 |  |  | Benchmark | No |  | Hammersmith and Fulham |  |  | 0
10075 | 523147 | 178617 | ASHCROFT SQUARE (223 units) | KING STREET LONDON | W6 0JU | Other | No | Multi-address buildings |  |  | 2711.68 | 0 | 223 | 0 | 0 | 0 | 0 |  | 2010 |  |  | Benchmark | No |  | Hammersmith and Fulham |  |  | 0
10076 | 524644 | 175796 | RIVERMEAD COURT (213 units) | RANELAGH GARDENS LONDON | SW6 3SD | Other | No | Multi-address buildings |  |  | 2590.08 | 0 | 213 | 0 | 0 | 0 | 0 |  | 2010 |  |  | Benchmark | No |  | Hammersmith and Fulham |  |  | 0
10077 | 522602 | 178864 | Flora Gardens (197 units) | 100 FLORA GARDENS LONDON | W6 0HR | Other | No | Multi-address buildings |  |  | 2395.52 | 0 | 197 | 0 | 0 | 0 | 0 |  | 2010 |  |  | Benchmark | No |  | Hammersmith and Fulham |  |  | 0
10078 | 522696 | 181221 | 31 CLEMENT DANES HOUSE (190 units) | DU CANE ROAD LONDON | W12 0TR | Other | No | Multi-address buildings |  |  | 2310.4 | 0 | 190 | 0 | 0 | 0 | 0 |  | 2010 |  |  | Benchmark | No |  | Hammersmith and Fulham |  |  | 0
10079 | 523881 | 180306 | POYNTER HOUSE (178 units) | QUEENSDALE CRESCENT LONDON | W11 4TA | Other | No | Multi-address buildings |  |  | 2164.48 | 0 | 178 | 0 | 0 | 0 | 0 |  | 2010 |  |  | Benchmark | No |  | Hammersmith and Fulham |  |  | 0
10080 | 523790 | 180297 | STEBBING HOUSE (177 units) | QUEENSDALE CRESCENT LONDON | W11 4TE | Other | No | Multi-address buildings |  |  | 2152.32 | 0 | 177 | 0 | 0 | 0 | 0 |  | 2010 |  |  | Benchmark | No |  | Hammersmith and Fulham |  |  | 0
10081 | 524597 | 178015 | Star Road estate (209 units) | Star Road | W14 9LJ | Other | No | Multi-address buildings |  | Natural gas | 2084.568 | 0 | 209 | 0 | 0 | 0 | 0 |  | 2009 |  |  | Housing League table of consumption | No |  | Hammersmith and Fulham |  |  | 0
10082 | 523855 | 180178 | NORLAND HOUSE (170 units/GIS 178 units) | 1 QUEENSDALE CRESCENT LONDON | W11 4TL | Other | No | Multi-address buildings |  |  | 2067.2 | 0 | 170 | 0 | 0 | 0 | 0 |  | 2010 |  |  | Benchmark | No |  | Hammersmith and Fulham |  |  | 0
10083 | 525305 | 177858 | Seagrave Estate (121 units) | Seagrave Road | SW6 1RP | Other | No | Multi-address buildings |  | Natural gas | 1960.141 | 0 | 121 | 0 | 0 | 0 | 0 |  | 2009 |  |  | Housing League table of consumption | No |  | Hammersmith and Fulham |  |  | 0
10084 | 525556 | 177344 | SIR OSWALD STOLL MANSIONS (137 units) | 446 FULHAM ROAD LONDON | SW6 1DR | Other | No | Multi-address buildings |  |  | 1665.92 | 0 | 137 | 0 | 0 | 0 | 0 |  | 2010 |  |  | Benchmark | No |  | Hammersmith and Fulham |  |  | 0
10085 | 523035 | 181223 | PANKHURST HOUSE (137 units) | DU CANE ROAD LONDON | W12 0UH | Other | No | Multi-address buildings |  |  | 1665.92 | 0 | 137 | 0 | 0 | 0 | 0 |  | 2010 |  |  | Benchmark | No |  | Hammersmith and Fulham |  |  | 0
10086 | 524885 | 177645 | MICHAEL STEWART HOUSE (104 units) | CLEM ATTLEE COURT LONDON | SW6 7SS | Other | No | Multi-address buildings |  | Natural gas | 1628.847 | 0 | 104 | 0 | 0 | 0 | 0 |  | 2009 |  |  | Housing League table of consumption | No |  | Hammersmith and Fulham |  |  | 0
10087 | 525671 | 175707 | Philpot Square (69 units) | Philpot Square | W6 3HU | Other | No | Multi-address buildings |  | Natural gas | 1610.629 | 0 | 69 | 0 | 0 | 0 | 0 |  | 2009 |  |  | Housing League table of consumption | No |  | Hammersmith and Fulham |  |  | 0
10088 | 524594 | 176483 | ARTHUR HENDERSON HOUSE (130 units) | FULHAM ROAD LONDON | SW6 4JU | Other | No | Multi-address buildings |  |  | 1580.8 | 0 | 130 | 0 | 0 | 0 | 0 |  | 2010 |  |  | Benchmark | No |  | Hammersmith and Fulham |  |  | 0
10089 | 522191 | 178710 | KINGS COURT (128 units) | HAMLET GARDENS LONDON | W6 0RP | Other | No | Multi-address buildings |  |  | 1556.48 | 0 | 128 | 0 | 0 | 0 | 0 |  | 2010 |  |  | Benchmark | No |  | Hammersmith and Fulham |  |  | 0
10090 | 522011 | 178869 | STAMFORD COURT (127 units) | GOLDHAWK ROAD LONDON | W6 0XB | Other | No | Multi-address buildings |  |  | 1544.32 | 0 | 127 | 0 | 0 | 0 | 0 |  | 2010 |  |  | Benchmark | No |  | Hammersmith and Fulham |  |  | 0
10091 | 524345 | 176167 | PARKVIEW COURT (122 units) | 38 FULHAM HIGH STREET LONDON | SW6 3LJ | Other | No | Multi-address buildings |  |  | 1483.52 | 0 | 122 | 0 | 0 | 0 | 0 |  | 2010 |  |  | Benchmark | No |  | Hammersmith and Fulham |  |  | 0
10092 | 525518 | 177218 | Waltham Green Court (121 units) | Cedame Road | SW6 2DH | Other | No | Multi-address buildings |  |  | 1471.36 | 0 | 121 | 0 | 0 | 0 | 0 |  | 2010 |  |  | Benchmark | No |  | Hammersmith and Fulham |  |  | 0
10093 | 523591 | 179783 | WOODFORD COURT (115 units) | 33 SHEPHERDS BUSH GREEN LONDON | W12 8QY | Other | No | Multi-address buildings |  |  | 1398.4 | 0 | 115 | 0 | 0 | 0 | 0 |  | 2010 |  |  | Benchmark | No |  | Hammersmith and Fulham |  |  | 0
10094 | 523538 | 179765 | ROSEFORD COURT (114 units) | 34 SHEPHERDS BUSH GREEN LONDON | W12 8RA | Other | No | Multi-address buildings |  |  | 1386.24 | 0 | 114 | 0 | 0 | 0 | 0 |  | 2010 |  |  | Benchmark | No |  | Hammersmith and Fulham |  |  | 0
10095 | 523747 | 179835 | Bush Court (Charecroft Estate) +-110 units | Shepherds Bush Green | W12 8PJ | Other | No | Multi-address buildings |  |  | 1337.6 | 0 | 110 | 0 | 0 | 0 | 0 |  | 2010 |  |  | Benchmark | No |  | Hammersmith and Fulham |  |  | 0
10096 | 524699 | 175845 | NAPIER COURT (106 units) | RANELAGH GARDENS LONDON | SW6 3UX | Other | No | Multi-address buildings |  |  | 1288.96 | 0 | 106 | 0 | 0 | 0 | 0 |  | 2010 |  |  | Benchmark | No |  | Hammersmith and Fulham |  |  | 0
10097 | 523681 | 179829 | SHEPHERDS COURT (104 units) | SHEPHERDS BUSH GREEN LONDON | W12 8PN | Other | No | Multi-address buildings |  |  | 1264.64 | 0 | 104 | 0 | 0 | 0 | 0 |  | 2010 |  |  | Benchmark | No |  | Hammersmith and Fulham |  |  | 0
10098 | 522104 | 179761 | Malvern Court (62 units) | Hadyn Park Road | W12 9AQ | Other | No | Multi-address buildings |  | Natural gas | 1197.691 | 0 | 62 | 0 | 0 | 0 | 0 |  | 2009 |  |  | Housing League table of consumption | No |  | Hammersmith and Fulham |  |  | 0
10099 | 523352 | 179138 | OSRAM COURT (104 or 97 units) | 182 SHEPHERDS BUSH ROAD LONDON | W6 7PF | Other | No | Multi-address buildings |  |  | 1179.52 | 0 | 97 | 0 | 0 | 0 | 0 |  | 2010 |  |  | Benchmark | No |  | Hammersmith and Fulham |  |  | 0
10100 | 524772 | 177663 | JIM GRIFFITHS HOUSE (92 units) | CLEM ATTLEE COURT LONDON | SW6 7RY | Other | No | Multi-address buildings |  |  | 1118.72 | 0 | 92 | 0 | 0 | 0 | 0 |  | 2010 |  |  | Benchmark | No |  | Hammersmith and Fulham |  |  | 0
10101 | 524129 | 178917 | KENSINGTON WEST (92 units) | BLYTHE ROAD LONDON | W14 0JG | Other | No | Multi-address buildings |  |  | 1118.72 | 0 | 92 | 0 | 0 | 0 | 0 |  | 2010 |  |  | Benchmark | No |  | Hammersmith and Fulham |  |  | 0
10102 | 524834 | 178151 | CHURCHWARD HOUSE (90 units) | IVATT PLACE LONDON | W14 9LW | Other | No | Multi-address buildings |  |  | 1094.4 | 0 | 90 | 0 | 0 | 0 | 0 |  | 2010 |  |  | Benchmark | No |  | Hammersmith and Fulham |  |  | 0
10103 | 524847 | 178185 | FAIRBURN HOUSE (89 units) | IVATT PLACE LONDON | W14 9LZ | Other | No | Multi-address buildings |  |  | 1082.24 | 0 | 89 | 0 | 0 | 0 | 0 |  | 2010 |  |  | Benchmark | No |  | Hammersmith and Fulham |  |  | 0
10104 | 523964 | 177953 | Chelmsford Close (52 units) | Chelmsford Close | SW6 8HU | Other | No | Multi-address buildings |  | Natural gas | 1077.744 | 0 | 52 | 0 | 0 | 0 | 0 |  | 2009 |  |  | Housing League table of consumption | No |  | Hammersmith and Fulham |  |  | 0
10105 | 524707 | 177634 | TOM WILLIAMS HOUSE (88 units) | CLEM ATTLEE COURT LONDON | SW6 7SA | Other | No | Multi-address buildings |  |  | 1070.08 | 0 | 88 | 0 | 0 | 0 | 0 |  | 2010 |  |  | Benchmark | No |  | Hammersmith and Fulham |  |  | 0
10106 | 524137 | 177896 | MUSCAL HOUSE (87 units) | FIELD ROAD LONDON | W6 8HS | Other | No | Multi-address buildings |  |  | 1057.92 | 0 | 87 | 0 | 0 | 0 | 0 |  | 2010 |  |  | Benchmark | No |  | Hammersmith and Fulham |  |  | 0
10107 | 524902 | 177940 | DESBOROUGH HOUSE (81 units) | 245 NORTH END ROAD LONDON | W14 9UH | Other | No | Multi-address buildings |  |  | 984.96 | 0 | 81 | 0 | 0 | 0 | 0 |  | 2010 |  |  | Benchmark | No |  | Hammersmith and Fulham |  |  | 0
10108 | 525828 | 175911 | BARTON HOUSE (80 units) | WANDSWORTH BRIDGE ROAD LONDON | SW6 2PD | Other | No | Multi-address buildings |  |  | 972.8 | 0 | 80 | 0 | 0 | 0 | 0 |  | 2010 |  |  | Benchmark | No |  | Hammersmith and Fulham |  |  | 0
10109 | 525604 | 177565 | Brompton Park Cescent (80 Units) | 100 BROMPTON PARK CRESCENT LONDON | SW6 1SP | Other | No | Multi-address buildings |  |  | 972.8 | 0 | 80 | 0 | 0 | 0 | 0 |  | 2010 |  |  | Benchmark | No |  | Hammersmith and Fulham |  |  | 0
10110 | 524889 | 177978 | LICKEY HOUSE (80 units) | 243 NORTH END ROAD LONDON | W14 9UQ | Other | No | Multi-address buildings |  |  | 972.8 | 0 | 80 | 0 | 0 | 0 | 0 |  | 2010 |  |  | Benchmark | No |  | Hammersmith and Fulham |  |  | 0
10111 | 525606 | 175657 | THE PIPER BUILDING (80 units) | UNIT 14 PETERBOROUGH ROAD LONDON | SW6 3EF | Other | No | Multi-address buildings |  |  | 972.8 | 0 | 80 | 0 | 0 | 0 | 0 |  | 2010 |  |  | Benchmark | No |  | Hammersmith and Fulham |  |  | 0
10112 | 525606 | 175657 | The Piper Building (77 units) | Peterborough Road, London | SW6 3EF | Other | No | Multi-address buildings |  |  | 936.32 | 0 | 77 | 0 | 0 | 0 | 0 |  | 2010 |  |  | Benchmark | No |  | Hammersmith and Fulham |  |  | 0
10113 | 523496 | 179760 | ROMNEY COURT (74 units) | SHEPHERDS BUSH GREEN LONDON | W12 8PY | Other | No | Multi-address buildings |  |  | 899.84 | 0 | 74 | 0 | 0 | 0 | 0 |  | 2010 |  |  | Benchmark | No |  | Hammersmith and Fulham |  |  | 0
10114 | 525917 | 176716 | MANOR COURT (62 units) | 23 BAGLEYS LANE LONDON | SW6 2BN | Other | No | Multi-address buildings |  | Natural gas | 862.996 | 0 | 62 | 0 | 0 | 0 | 0 |  | 2009 |  |  | Housing League table of consumption | No |  | Hammersmith and Fulham |  |  | 0
10115 | 526344 | 176541 | CHELSEA VISTA (70 units) | IMPERIAL WHARF THE BOULEVARD LONDON | SW6 2SD | Other | No | Multi-address buildings |  |  | 851.2 | 0 | 70 | 0 | 0 | 0 | 0 |  | 2010 |  |  | Benchmark | No |  | Hammersmith and Fulham |  |  | 0
10116 | 525531 | 177665 | Brompton Park Crescent 2 (70 units) | 227 BROMPTON PARK CRESCENT LONDON | SW6 1SZ | Other | No | Multi-address buildings |  |  | 851.2 | 0 | 70 | 0 | 0 | 0 | 0 |  | 2010 |  |  | Benchmark | No |  | Hammersmith and Fulham |  |  | 0
10117 | 524713 | 176486 | WILLIAM BANFIELD HOUSE (70 units) | MUNSTER ROAD LONDON | SW6 4EU | Other | No | Multi-address buildings |  |  | 851.2 | 0 | 70 | 0 | 0 | 0 | 0 |  | 2010 |  |  | Benchmark | No |  | Hammersmith and Fulham |  |  | 0
10118 | 524708 | 177565 | HERBERT MORRISON HOUSE (69 units) | CLEM ATTLEE COURT LONDON | SW6 7SZ | Other | No | Multi-address buildings |  |  | 839.04 | 0 | 69 | 0 | 0 | 0 | 0 |  | 2010 |  |  | Benchmark | No |  | Hammersmith and Fulham |  |  | 0
10119 | 523879 | 178433 | LINACRE COURT (69 units) | GREAT CHURCH STREET LONDON | W6 8DE | Other | No | Multi-address buildings |  |  | 839.04 | 0 | 69 | 0 | 0 | 0 | 0 |  | 2010 |  |  | Benchmark | No |  | Hammersmith and Fulham |  |  | 0
10120 | 525774 | 176558 | JEPSON HOUSE (69 units) | PEARSCROFT ROAD LONDON | SW6 2BG | Other | No | Multi-address buildings |  |  | 839.04 | 0 | 69 | 0 | 0 | 0 | 0 |  | 2010 |  |  | Benchmark | No |  | Hammersmith and Fulham |  |  | 0
10121 | 526221 | 175979 | SAILMAKERS COURT (69 units) | WILLIAM MORRIS WAY LONDON | SW6 2UX | Other | No | Multi-address buildings |  |  | 839.04 | 0 | 69 | 0 | 0 | 0 | 0 |  | 2010 |  |  | Benchmark | No |  | Hammersmith and Fulham |  |  | 0
10122 | 524789 | 177469 | EDITH SUMMERSKILL HOUSE (68 units) | CLEM ATTLEE ESTATE LONDON | SW6 7TD | Other | No | Multi-address buildings |  |  | 826.88 | 0 | 68 | 0 | 0 | 0 | 0 |  | 2010 |  |  | Benchmark | No |  | Hammersmith and Fulham |  |  | 0
10123 | 524289 | 178249 | BARTON COURT (67 units) | BARONS COURT ROAD LONDON | W14 9EH | Other | No | Multi-address buildings |  |  | 814.72 | 0 | 67 | 0 | 0 | 0 | 0 |  | 2010 |  |  | Benchmark | No |  | Hammersmith and Fulham |  |  | 0
10124 | 526423 | 176619 | Chelsea Crescent (65 units) | 1 CHELSEA HARBOUR CHELSEA CRESCENT LONDON | SW100XB | Other | No | Multi-address buildings |  |  | 790.4 | 0 | 65 | 0 | 0 | 0 | 0 |  | 2010 |  |  | Benchmark | No |  | Hammersmith and Fulham |  |  | 0
10125 | 524861 | 177688 | STAFFORD CRIPPS HOUSE (63 units) | CLEM ATTLEE COURT LONDON | SW6 7RX | Other | No | Multi-address buildings |  |  | 766.08 | 0 | 63 | 0 | 0 | 0 | 0 |  | 2010 |  |  | Benchmark | No |  | Hammersmith and Fulham |  |  | 0
10126 | 524360 | 178896 | PALACE MANSIONS (63 units) | PORTERS LODGE EARSBY STREET LONDON | W14 8QN | Other | No | Multi-address buildings |  |  | 766.08 | 0 | 63 | 0 | 0 | 0 | 0 |  | 2010 |  |  | Benchmark | No |  | Hammersmith and Fulham |  |  | 0
10127 | 522264 | 178826 | PARK COURT (63 units) | 10 RAVENSCOURT PARK LONDON | W6 0UZ | Other | No | Multi-address buildings |  |  | 766.08 | 0 | 63 | 0 | 0 | 0 | 0 |  | 2010 |  |  | Benchmark | No |  | Hammersmith and Fulham |  |  | 0
10128 | 523566 | 179703 | ROCKLEY COURT (61 units) | ROCKLEY ROAD LONDON | W14 0DB | Other | No | Multi-address buildings |  |  | 741.76 | 0 | 61 | 0 | 0 | 0 | 0 |  | 2010 |  |  | Benchmark | No |  | Hammersmith and Fulham |  |  | 0
10129 | 526412 | 176823 | Carlyle Court (60 units) | 1 CHELSEA HARBOUR CARLYLE COURT LONDON | SW100UQ | Other | No | Multi-address buildings |  |  | 729.6 | 0 | 60 | 0 | 0 | 0 | 0 |  | 2010 |  |  | Benchmark | No |  | Hammersmith and Fulham |  |  | 0
10130 | 522649 | 179512 | MELVILLE COURT (59 units) | GOLDHAWK ROAD LONDON | W12 9NY | Other | No | Multi-address buildings |  |  | 717.44 | 0 | 59 | 0 | 0 | 0 | 0 |  | 2010 |  |  | Benchmark | No |  | Hammersmith and Fulham |  |  | 0
10131 | 524370 | 177411 | HARTOPP POINT (58 units) | PELLANT ROAD LONDON | SW6 7NG | Other | No | Multi-address buildings |  |  | 705.28 | 0 | 58 | 0 | 0 | 0 | 0 |  | 2010 |  |  | Benchmark | No |  | Hammersmith and Fulham |  |  | 0
10132 | 524379 | 177363 | LANNOY POINT (57 units) | PELLANT ROAD LONDON | SW6 7NQ | Other | No | Multi-address buildings |  |  | 693.12 | 0 | 57 | 0 | 0 | 0 | 0 |  | 2010 |  |  | Benchmark | No |  | Hammersmith and Fulham |  |  | 0
10133 | 524063 | 178054 | HORTON HOUSE (56 units) | FIELD ROAD LONDON | W6 8HW | Other | No | Multi-address buildings |  |  | 680.96 | 0 | 56 | 0 | 0 | 0 | 0 |  | 2010 |  |  | Benchmark | No |  | Hammersmith and Fulham |  |  | 0
10134 | 523007 | 179547 | VERULAM HOUSE (56 units) | HAMMERSMITH GROVE LONDON | W6 0NW | Other | No | Multi-address buildings |  |  | 680.96 | 0 | 56 | 0 | 0 | 0 | 0 |  | 2010 |  |  | Benchmark | No |  | Hammersmith and Fulham |  |  | 0
10135 | 524335 | 178883 | ARGYLL MANSIONS (56 units) | HAMMERSMITH ROAD LONDON | W14 8QG | Other | No | Multi-address buildings |  |  | 680.96 | 0 | 56 | 0 | 0 | 0 | 0 |  | 2010 |  |  | Benchmark | No |  | Hammersmith and Fulham |  |  | 0
10136 | 526247 | 176465 | PINE HOUSE (55 units) | 197 TOWNMEAD ROAD LONDON | SW6 2HF | Other | No | Multi-address buildings |  |  | 668.8 | 0 | 55 | 0 | 0 | 0 | 0 |  | 2010 |  |  | Benchmark | No |  | Hammersmith and Fulham |  |  | 0
10137 | 525832 | 175827 | DOWN HOUSE (53 units) | 297 WANDSWORTH BRIDGE ROAD LONDON | SW6 2NY | Other | No | Multi-address buildings |  |  | 644.48 | 0 | 53 | 0 | 0 | 0 | 0 |  | 2010 |  |  | Benchmark | No |  | Hammersmith and Fulham |  |  | 0
10138 | 522065 | 179282 | POCKLINGTON LODGE (53 units) | RYLETT ROAD LONDON | W12 9PQ | Other | No | Multi-address buildings |  |  | 644.48 | 0 | 53 | 0 | 0 | 0 | 0 |  | 2010 |  |  | Benchmark | No |  | Hammersmith and Fulham |  |  | 0
10139 | 525046 | 177967 | SHARNBROOK HOUSE (53 units) | 61 MARCHBANK ROAD LONDON | W14 9PL | Other | No | Multi-address buildings |  |  | 644.48 | 0 | 53 | 0 | 0 | 0 | 0 |  | 2010 |  |  | Benchmark | No |  | Hammersmith and Fulham |  |  | 0
10140 | 524787 | 178081 | KELWAY HOUSE (50 units) | 162 NORTH END ROAD LONDON | W14 9PR | Other | No | Multi-address buildings |  |  | 608 | 0 | 50 | 0 | 0 | 0 | 0 |  | 2010 |  |  | Benchmark | No |  | Hammersmith and Fulham |  |  | 0
10141 | 526297 | 176480 | CEDAR HOUSE (49 units) | LENSBURY AVENUE LONDON | SW6 2GU | Other | No | Multi-address buildings |  |  | 595.84 | 0 | 49 | 0 | 0 | 0 | 0 |  | 2010 |  |  | Benchmark | No |  | Hammersmith and Fulham |  |  | 0
10142 | 524968 | 176567 | JERSEY COURT (47 units) | DAIRY CLOSE LONDON | SW6 4HB | Other | No | Multi-address buildings |  |  | 571.52 | 0 | 47 | 0 | 0 | 0 | 0 |  | 2010 |  |  | Benchmark | No |  | Hammersmith and Fulham |  |  | 0
10143 | 526366 | 176354 | DOLPHIN HOUSE (46) | LENSBURY AVENUE LONDON | SW6 2GY | Other | No | Multi-address buildings |  |  | 559.36 | 0 | 46 | 0 | 0 | 0 | 0 |  | 2010 |  |  | Benchmark | No |  | Hammersmith and Fulham |  |  | 0
10144 | 522965 | 181551 | Woodmans Mews (53 units) | Woodmans Mews | W12 0HU | Other | No | Multi-address buildings |  | Natural gas | 543.663 | 0 | 53 | 0 | 0 | 0 | 0 |  | 2009 |  |  | Housing League table of consumption | No |  | Hammersmith and Fulham |  |  | 0
10145 | 526203 | 176592 | ORIENT HOUSE (41 units) | IMPERIAL ROAD STATION COURT LONDON | SW6 2EP | Other | No | Multi-address buildings |  |  | 498.56 | 0 | 41 | 0 | 0 | 0 | 0 |  | 2010 |  |  | Benchmark | No |  | Hammersmith and Fulham |  |  | 0
10146 | 526216 | 176385 | CYPRUS HOUSE (35 units) | 183 TOWNMEAD ROAD LONDON | SW6 2JX | Other | No | Multi-address buildings |  |  | 425.6 | 0 | 35 | 0 | 0 | 0 | 0 |  | 2010 |  |  | Benchmark | No |  | Hammersmith and Fulham |  |  | 0
10147 | 526330 | 176449 | COURTYARD HOUSE (22 units) | LENSBURY AVENUE LONDON | SW6 2TR | Other | No | Multi-address buildings |  |  | 267.52 | 0 | 22 | 0 | 0 | 0 | 0 |  | 2010 |  |  | Benchmark | No |  | Hammersmith and Fulham |  |  | 0
10148 | 524613 | 175856 | NAPIER COURT | RANELAGH GARDENS LONDON | SW6 3UT | Other | No | Multi-address buildings |  |  | 0 | 0 | 0 | 0 | 0 | 0 | 0 | [5 empty] | No |  | Hammersmith and Fulham |  |  | 0
10149 | 522960 | 178410 | Aspen gardens | 32 ASPEN GARDENS LONDON | W6 9JE | Other | No | Multi-address buildings |  |  | 0 | 0 | 0 | 0 | 0 | 0 | 0 | [5 empty] | No |  | Hammersmith and Fulham |  |  | 0
10150 | 523681 | 179829 | 17 Shepherds Bush Green | 17 SHEPHERDS BUSH GREEN LONDON | W12 8PH | Other | No | Multi-address buildings |  |  | 0 | 0 | 0 | 0 | 0 | 0 | 0 | [5 empty] | No |  | Hammersmith and Fulham |  |  | 0
10151 | 522565 | 180578 | PROPOSED-Jane Adegoke Leisure Centre (179 units) | 56 Bloemfontain Road | W12 7DH | Private | Yes | Multi-address buildings |  |  | 1142.7 | 0 | 179 | 0 | 0 | 0 | 0 |  | 2010 |  |  | Benchmark | No |  | Hammersmith and Fulham |  |  | 0
10152 | 525379 | 177510 | PROPOSED-72 Farm Lane (125 units) | 72 Farm lane | SW6 1QA | Private | Yes | Multi-address buildings |  |  | 798 | 0 | 125 | 0 | 0 | 0 | 0 |  | 2010 |  |  | Benchmark | No |  | Hammersmith and Fulham |  |  | 0
10153 | 525587 | 175785 | PROPOSED - Townmead Estate 2 Blocks (122 units) | Wandsworth Bridge Road | SW6 2NY | Private | Yes | Multi-address buildings |  |  | 778.848 | 0 | 122 | 0 | 0 | 0 | 0 |  | 2010 |  |  | Benchmark | No |  | Hammersmith and Fulham |  |  | 0
10154 | 526210 | 176433 | PROPOSED-90 Bagleys Lane (109 units) | Bagley's Lane | SW6 2QB | Private | Yes | Multi-address buildings |  |  | 695.856 | 0 | 109 | 0 | 0 | 0 | 0 |  | 2010 |  |  | Benchmark | No |  | Hammersmith and Fulham |  |  | 0
10155 | 523103 | 181203 | PROPOSED-231-253 Wood Lane and 1-24 Du Cane Close (107 units) | 231-253 Wood Lane and 1-24 Du Cane Close | W12 0HL | Private | Yes | Multi-address buildings |  |  | 638.088 | 0 | 107 | 0 | 0 | 0 | 0 |  | 2010 |  |  | Benchmark | No |  | Hammersmith and Fulham |  |  | 0
10156 | 522965 | 182751 | PROPOSED-731-761 Harrow Road (125 units) | 731-761 Harrow Road | NW10 5NY | Private | Yes | Multi-address buildings | Central Boilers | Mixed source | 557.959 | 0 | 125 | 0 | 0 | 0 | 0 |  | 2007 |  |  | Energy Strategy | No |  | Hammersmith and Fulham |  |  | 0
10157 | 522896 | 178738 | PROPOSED-Kelvin House (67 units) | 63-75 Glenthorne Road | W6 0LJ | Private | Yes | Multi-address buildings |  |  | 427.7 | 0 | 67 | 0 | 0 | 0 | 0 |  | 2010 |  |  | Benchmark | No |  | Hammersmith and Fulham |  |  | 0
10158 | 524798 | 178049 | PROPOSED-174-197 Cheeseman's Terrace (50 units) | 174-197 Cheeseman's Terrace and 154-164 North End Road | W14 9PR | Private | Yes | Multi-address buildings |  |  | 319.2 | 0 | 50 | 0 | 0 | 0 | 0 |  | 2010 |  |  | Benchmark | No |  | Hammersmith and Fulham |  |  | 0
10160 | 525313 | 175651 | 50 Sulivan Road | 50, Sulivan Road, London | SW6 3DX | Private | No | Multi-address buildings |  |  | 0 | 0 | 0 | 0 | 0 | 0 | 0 | [5 empty] | No |  | Hammersmith and Fulham |  |  | 0
10161 | 522639 | 178433 | PROPOSED -King Street GIA Residential (27,870 m/sq) | King Street | W6 9JU | Local government | Yes | Local government estate |  |  | 1679.315 | 0 | 0 | 0 | 0 | 0 | 0 |  |  |  |  | Energy Strategy | No |  | Hammersmith and Fulham |  |  | 27870
10162 | 525458 | 177201 | Old Town Hall | Fulham Road | SW6 1ER | Local government | No | Local government estate |  | Natural gas | 823.308 | 0 | 0 | 0 | 0 | 0 | 0 |  | 2010 |  |  | DEC | No |  | Hammersmith and Fulham |  |  | 3611
10163 | 524913 | 176899 | Fulham Library | 598 Fulham Road | SW6 5NX | Local government | No | Local government estate |  | Natural gas | 795.8 | 0 | 0 | 0 | 0 | 0 | 0 |  | 2010 |  |  | DEC | No |  | Hammersmith and Fulham |  |  | 1598
10164 | 525852 | 176363 | Sands End Library | Sand End Community Centre 55-61 Broughton Road | SW6 2LE | Local government | No | Local government estate |  | Natural gas | 617.4 | 0 | 0 | 0 | 0 | 0 | 0 |  | 2008 |  |  | DEC | No |  | Hammersmith and Fulham |  |  | 2100
10165 | 522692 | 178430 | Hammersmith & Fulham London Borough Council Town Hall | Town Hall King Street London | W6 9JU | Local government | No | Local government estate |  | Natural gas | 614.525 | 0 | 0 | 0 | 0 | 0 | 0 |  | 2010 |  |  | DEC | No |  | Hammersmith and Fulham |  |  | 13075
10166 | 522733 | 178740 | 77 - 89 Glenthorne Road | 77 Glenthorne Road | W6 0LJ | Local government | no | Local government estate |  | Natural gas | 583.48 | 0 | 0 | 0 | 0 | 0 | 0 |  | 2010 |  |  | DEC | No |  | Hammersmith and Fulham |  |  | 2515
10167 | 522886 | 178530 | Macbeth Centre | Macbeth Street | W6 9JJ | Local government | No | Local government estate |  | Natural gas | 550.4 | 0 | 0 | 0 | 0 | 0 | 0 |  | 2010 |  |  | DEC | No |  | Hammersmith and Fulham |  |  | 1600
10168 | 522915 | 178929 | Cambridge House | 100 Cambridge Grove | W6 0LE | Local government | No | Local government estate |  | Natural gas | 519.232 | 0 | 0 | 0 | 0 | 0 | 0 |  | 2010 |  |  | DEC | No |  | Hammersmith and Fulham |  |  | 2318
10169 | 522668 | 179862 | Stowe Road Depot | Stowe Road | W12 8RL | Local government | No | Local government estate |  | Oil | 511.612 | 0 | 0 | 0 | 0 | 0 | 0 |  | 2008 |  |  | DEC | No |  | Hammersmith and Fulham |  |  | 3818
10170 | 526174 | 176517 | 25 BAGLEY'S LANE | 25 BAGLEY'S LANE | SW62QA | Local government | No | Local government estate |  | Natural gas | 488.49 | 0 | 0 | 0 | 0 | 0 | 0 |  | 2010 |  |  | DEC | No |  | Hammersmith and Fulham |  |  | 2571
10171 | 522341 | 178524 | Riverview House | Beavor Lane | W6 9AR | Local government | No | Local government estate |  | Natural gas | 446.056 | 0 | 0 | 0 | 0 | 0 | 0 |  | 2008 |  |  | DEC | No |  | Hammersmith and Fulham |  |  | 4289
10172 | 523951 | 179397 | Masbro Centre | 87 Masbro Road | W14 0LR | Local government | No | Local government estate |  | Natural gas | 443.69 | 0 | 0 | 0 | 0 | 0 | 0 |  | 2010 |  |  | DEC | No |  | Hammersmith and Fulham |  |  | 1579
10173 | 523367 | 180069 | Shepherds Bush Library | 6 Wood Lane | W12 7BF | Local government | No | Local government estate |  |  | 420 | 0 | 0 | 0 | 0 | 0 | 0 |  | 2010 |  |  | NI185/Benchmarh | No |  | Hammersmith and Fulham |  |  | 2000
10174 | 522638 | 178468 | PROPOSED -King Road GIA Civic Office Space (10,870 m/sq) | King Street | W6 9JU | Local government | Yes | Local government estate |  |  | 412.465 | 0 | 0 | 0 | 0 | 0 | 0 |  | 2010 |  |  | Energy Strategy | No |  | Hammersmith and Fulham |  |  | 10870
10175 | 525305 | 177858 | Seagrave Lodge | 25 Seagrave Lodge | SW6 1RP | Local government | No | Local government estate |  | Natural gas | 409.86 | 0 | 0 | 0 | 0 | 0 | 0 |  | 2008 |  |  | DEC | No |  | Hammersmith and Fulham |  |  | 1620
10176 | 525309 | 177140 | Barclay Hall | Effie Road | SW6 1EN | Local government | no | Local government estate |  | Natural gas | 397.6 | 0 | 0 | 0 | 0 | 0 | 0 |  | 2008 |  |  | DEC | No |  | Hammersmith and Fulham |  |  | 1775
10177 | 522502 | 180671 | Bryony Centre | 61 Bryony Road | W12 0SP | Local government | No | Local government estate |  | Natural gas | 394.38 | 0 | 0 | 0 | 0 | 0 | 0 |  | 2010 |  |  | DEC | No |  | Hammersmith and Fulham |  |  | 1260
10178 | 523980 | 177511 | Lillie Road Fitness Centre | Lillie Road | SW6 7PD | Local government | No | Local government estate |  |  | 362.792 | 0 | 0 | 0 | 0 | 0 | 0 |  | 2010 |  |  | NI185/Benchmarh | No |  | Hammersmith and Fulham |  |  | 808
10179 | 523409 | 178789 | Hammersmith Library | Shepherds Bush Road | W6 7AT | Local government | No | Local government estate |  | Natural gas | 254.178 | 0 | 0 | 0 | 0 | 0 | 0 |  | 2010 |  |  | DEC | No |  | Hammersmith and Fulham |  |  | 1569
10180 | 522828 | 178777 | 51 Glenthorne Road | 51 Glenthorne Road | W6 0LR | Local government | No | Local government estate |  |  | 225.348 | 0 | 0 | 0 | 0 | 0 | 0 |  | 2010 |  |  | NI185/Benchmarh | No |  | Hammersmith and Fulham |  |  | 1266
10181 | 522570 | 178559 | PROPOSED -King Road GIA Retail Food Store (2694 m/sq) | King Street | W6 9JU | Local government | Yes | Local government estate |  |  | 207.281 | 0 | 0 | 0 | 0 | 0 | 0 |  | 2010 |  |  | Energy Strategy | No |  | Hammersmith and Fulham |  |  | 2694
10182 | 522767 | 178542 | 145 King Street | 145 King Street | W6 9JT | Local government | No | Local government estate |  | Natural gas | 201.9 | 0 | 0 | 0 | 0 | 0 | 0 |  | 2008 |  |  | DEC | No |  | Hammersmith and Fulham |  |  | 2404
10183 | 523472 | 180063 | Shepherd's Bush Village Hall | 58 Bulwer Street | W12 8AP | Local government | No | Local government estate |  |  | 171.105 | 0 | 0 | 0 | 0 | 0 | 0 |  | 2010 |  |  | NI185/Benchmarh | No |  | Hammersmith and Fulham |  |  | 915
10184 | 524555 | 178556 | Barons Court Library | North End Crescent | W14 8TG | Local government | No | Local government estate |  |  | 163.8 | 0 | 0 | 0 | 0 | 0 | 0 |  | 2010 |  |  | NI185/Benchmarh | No |  | Hammersmith and Fulham |  |  | 780
10185 | 523655 | 178399 | The Lilla Huset | 191 Talgarth Road | W6 8BJ | Local government | No | Local government estate |  | Natural gas | 149.014 | 0 | 0 | 0 | 0 | 0 | 0 |  | 2009 |  |  | Public Buildings Energy data | No |  | Hammersmith and Fulham |  |  | 0
10187 | 523784 | 176723 | Greswell Centre | Greswell Street | SW6 6PX | Local government | No | Local government estate |  |  | 119.306 | 0 | 0 | 0 | 0 | 0 | 0 |  | 2010 |  |  | NI185/Benchmarh | No |  | Hammersmith and Fulham |  |  | 638
10188 | 522040 | 179768 | Askew Road Library | 87 - 91 Askew Road | W12 9AS | Local government | No | Local government estate |  |  | 102.27 | 0 | 0 | 0 | 0 | 0 | 0 |  |  |  |  | NI185/Benchmark | No |  | Hammersmith and Fulham |  |  | 487
10189 | 524052 | 178697 | 145 Hammersmith Road | 145 Hammersmith Road | W14 0QL | Local government | No | Local government estate |  |  | 64.97 | 0 | 0 | 0 | 0 | 0 | 0 |  | 2010 |  |  | NI185/Benchmarh | No |  | Hammersmith and Fulham |  |  | 365
10190 | 522692 | 178430 | PROPOSED -King Street Retail (A3) (10,000 m/sq) | King Street | W6 9JU | Local government | Yes | Local government estate |  |  | 44.303 | 0 | 0 | 0 | 0 | 0 | 0 |  | 2010 |  |  | Energy Strategy | No |  | Hammersmith and Fulham |  |  | 10000
10191 | 522819 | 178986 | Bradmore Centre | 30 - 32 Bradmore Park Road | W6 0DT | Local government | No | Local government estate |  |  | 39.6 | 0 | 0 | 0 | 0 | 0 | 0 |  | 2010 |  |  | NI185/Benchmarh | No |  | Hammersmith and Fulham |  |  | 212
10192 | 525334 | 177465 | FARM LANE OPH & FARM LANE C/H | FARM LANE OPH & FARM LANE C/H | SW61PX | Local government | No | Local government estate |  |  | 0 | 0 | 0 | 0 | 0 | 0 | 0 | [5 empty] | No |  | Hammersmith and Fulham |  |  | 0
10193 | 523506 | 177056 | Sunberry Day Centre | 147 Stevenage Road | SW6 6PB | Local government | No | Local government estate |  |  | 0 | 0 | 0 | 0 | 0 | 0 | 0 |  |  |  |  | NI185 |  |  | Hammersmith and Fulham |  |  | 1121
10194 | 522059 | 180196 | Askham Family Centre | 1 Askham Road | W12 0NW | Local government | No | Local government estate |  |  | 0 | 0 | 0 | 0 | 0 | 0 | 0 |  |  |  |  | NI185 | No |  | Hammersmith and Fulham |  |  | 1000
10195 | 526206 | 176547 | Public Mortuary | 200 Townmead Road | SW6 2RE | Local government | No | Local government estate |  |  | 0 | 0 | 0 | 0 | 0 | 0 | 0 | [7 empty] | Hammersmith and Fulham |  |  | 0
10196 | 523734 | 177533 | 1 - 30 Cobbs Hall | 266-284 Fulham Palace Road | SW6 6LL | Local government | No | Local government estate |  |  | 0 | 0 | 0 | 0 | 0 | 0 | 0 |  |  |  |  | NI185 | No |  | Hammersmith and Fulham |  |  | 1120
10197 | 522168 | 178840 | 50 Ravenscourt gardens | 50 Ravenscourt Gardens | W6 0TU | Local government | No | Local government estate |  |  | 0 | 0 | 0 | 0 | 0 | 0 | 0 |  |  |  |  | NI185 | No |  | Hammersmith and Fulham |  |  | 1100
10198 | 525680 | 176339 | 132 Wandsworth Bridge Road | 132 Wandsworth Bridge Road | SW6 2UL | Local government | No | Local government estate |  |  | 0 | 0 | 0 | 0 | 0 | 0 | 0 |  |  |  |  | NI185 | No |  | Hammersmith and Fulham |  |  | 397
10199 | 522624 | 178531 | 40a Cromwell Avenue | 40a Cromwell Avenue | W6 9LA | Local government | No | Local government estate |  |  | 0 | 0 | 0 | 0 | 0 | 0 | 0 |  |  |  |  | NI185 | No |  | Hammersmith and Fulham |  |  | 390
10200 | 522966 | 180008 | 2 Coverdale Road | 2 Coverdale road | W12 8JL | Local government | No | Local government estate |  |  | 0 | 0 | 0 | 0 | 0 | 0 | 0 |  |  |  |  | NI185 | No |  | Hammersmith and Fulham |  |  | 219
10201 | 522754 | 180336 | 50 Ellerslie Road | 50 Ellerslie road | W12 7BW | Local government | No | Local government estate |  |  | 0 | 0 | 0 | 0 | 0 | 0 | 0 |  |  |  |  | NI185 | No |  | Hammersmith and Fulham |  |  | 562
10202 | 522513 | 179731 | Cathnor Park Children's Centre | 1 Melina Road | W12 9HY | Local government | No | Local government estate |  |  | 0 | 0 | 0 | 0 | 0 | 0 | 0 |  |  |  |  | NI185 | No |  | Hammersmith and Fulham |  |  | 401
10203 | 524127 | 177515 | Fulham Cross Youth Centre | Caroline Walk | W6 8PR | Local government | No | Local government estate |  |  | 0 | 0 | 0 | 0 | 0 | 0 | 0 |  |  |  |  | NI185 | No |  | Hammersmith and Fulham |  |  | 684
10204 | 525262 | 177430 | Tamworth Project | Farm Lane | SW6 1PU | Local government | No | Local government estate |  |  | 0 | 0 | 0 | 0 | 0 | 0 | 0 |  |  |  |  | NI185 | No |  | Hammersmith and Fulham |  |  | 1176
10205 | 525133 | 177863 | Ibis Hotel | 47 Lillie Road, Earl's Court | SW6 1UD | Private | No | Hotels (> 99 units or 4,999 m2) |  |  | 9354.24 | 0 | 504 | 0 | 0 | 0 | 0 |  |  |  |  | Benchmark | No |  | Hammersmith and Fulham |  |  | 0
10206 | 523624 | 178493 | Novotel (Accor UK) | 1 Shortlands London | W6 8DR | Private | No | Hotels (> 99 units or 4,999 m2) | Individual boilers | Natural gas | 9172.448 | 0 | 630 | 0 | 0 | 0 | 0 |  | 2010 |  |  | Survey | No |  | Hammersmith and Fulham |  |  | 25000
10207 | 525713 | 177413 | Millenium and Copthorne Hotels | FULHAM ROAD, LONDON | SW6 1HS | Private | No | Hotels (> 99 units or 4,999 m2) |  |  | 5400.96 | 0 | 291 | 0 | 0 | 0 | 0 |  |  |  |  | Benchmark | No |  | Hammersmith and Fulham |  |  | 0
10208 | 524217 | 178857 | PROPOSED-Site on Corner of Lyons Walk and Hammersmith Road | Corner of Lyons Walk and Hammersmith Road | W14 | Private | Yes | Hotels (> 99 units or 4,999 m2) |  |  | 4807.04 | 0 | 259 | 0 | 0 | 0 | 0 |  |  |  |  | Benchmark | No |  | Hammersmith and Fulham |  |  | 0
10209 | 526311 | 176555 | Jurys Inn Chelsea | Imperial Wharf, Chelsea Harbour | SW6 2SS | Private | No | Hotels (> 99 units or 4,999 m2) |  |  | 3192.32 | 0 | 172 | 0 | 0 | 0 | 0 |  |  |  |  | Benchmark | No |  | Hammersmith and Fulham |  |  | 0
10210 | 526355 | 176760 | WYNDHAM GRAND HOTEL (Conrad Hotel and leisure centre) | CHELSEA HARBOUR, LONDON | SW100XG | Private | No | Hotels (> 99 units or 4,999 m2) |  |  | 2932.48 | 0 | 158 | 0 | 0.21 | 0 | 0 |  |  |  |  | Benchmark | No |  | Hammersmith and Fulham |  |  | 0
10211 | 524386 | 175914 | Premier Travel Inn London | Putney Bridge, 3 Putney Bridge Approach | SW6 3JD | Private | No | Hotels (> 99 units or 4,999 m2) |  |  | 2858.24 | 0 | 154 | 0 | 0 | 0 | 0 |  |  |  |  | Benchmark | No |  | Hammersmith and Fulham |  |  | 0
10212 | 523832 | 179693 | K West Hotel and Spa | RICHMOND WAY, LONDON | W14 0AX | Private | No | Hotels (> 99 units or 4,999 m2) | Central Boilers | Natural gas | 2667.14 | 0 | 220 | 0 | 0 | 0 | 0 |  | 2010 |  |  | Survey | No |  | Hammersmith and Fulham |  |  | 8400
10213 | 522786 | 178578 | Express by Holiday Inn London Hammersmith | 124 king Street | W6 0QU | Private | No | Hotels (> 99 units or 4,999 m2) |  |  | 2505.6 | 0 | 135 | 0 | 0 | 0 | 0 |  |  |  |  | Benchmark | No |  | Hammersmith and Fulham |  |  | 0
10214 | 525217 | 177925 | Hotel Lily | 23-33 Lillie Road | SW6 1UG | Private | No | Hotels (> 99 units or 4,999 m2) |  |  | 2227.2 | 0 | 120 | 0 | 0 | 0 | 0 |  |  |  |  | Benchmark | No |  | Hammersmith and Fulham |  |  | 0
10215 | 522372 | 178589 | Premier Travel Inn London Hammersmith | 255 king Street | W6 9LU | Private | No | Hotels (> 99 units or 4,999 m2) |  |  | 2227.2 | 0 | 120 | 0 | 0 | 0 | 0 |  |  |  |  | Benchmark | No |  | Hammersmith and Fulham |  |  | 0
10216 | 524904 | 177846 | Express by Holiday Inn Earls Court | 295 North End Road | W14 9NS | Private | No | Hotels (> 99 units or 4,999 m2) |  |  | 1856 | 0 | 100 | 0 | 0 | 0 | 0 |  |  |  |  | Benchmark | No |  | Hammersmith and Fulham |  |  | 0
10217 | 523511 | 179212 | GOLDEN STRAND HOTEL | SHEPHERDS BUSH ROAD, LONDON | W6 7LR | Private | No | Hotels (> 99 units or 4,999 m2) |  |  | 1484.8 | 0 | 80 | 0 | 0 | 0 | 0 |  |  |  |  | Benchmark | No |  | Hammersmith and Fulham |  |  | 0
10218 | 525033 | 176973 | FULHAM FIRE STATION | 685 FULHAM ROAD | SW6 5UJ | Other public | No | Fire stations |  |  | 1036.3711 | 0 | 0 | 0 | 0 | 0 | 0 |  | 2010 |  |  | Benchmark | No |  | Hammersmith and Fulham |  |  | 1919.2057
10219 | 523366 | 179041 | HAMMERSMITH 190-192 | HAMMERSMITH 190-192 Shepherds Bush Road | W6 7NL | Other public | No | Fire stations |  |  | 0 | 0 | 0 | 0 | 0 | 0 | 0 | [5 empty] | No |  | Hammersmith and Fulham |  |  | 0
10220 | 524087 | 178503 | Hammersmith and West London College | Gliddon Road, London | W14 9BL | Other | No | Education facilities |  |  | 3618.5651 | 0 | 0 | 0 | 0 | 0 | 0 |  | 2010 |  |  | Benchmark | No |  | Hammersmith and Fulham |  |  | 27413.3718
10221 | 522925 | 181489 | BURLINGTON DANES SCHOOL | Burlington Danes School Wood Lane London | W12 0HR | Other | No | Education facilities |  |  | 1471.8715 | 0 | 0 | 0 | 0 | 0 | 0 |  | 2010 |  |  | Benchmark | No |  | Hammersmith and Fulham |  |  | 11083.3694
10222 | 523743 | 178859 | ST. PAULS GIRLS SCHOOL | St Pauls Girls School Brook Green London | W6 7BS | Other | No | Education facilities |  |  | 1226.7497 | 0 | 0 | 0 | 0 | 0 | 0 |  | 2010 |  |  | Benchmark | No |  | Hammersmith and Fulham |  |  | 9237.5732
10223 | 522972 | 178861 | GODOLPHIN & LATYMER SCHOOL | Godolphin And Latymer School Iffley Road London | W6 0PG | Other | No | Education facilities |  |  | 1140.9213 | 0 | 0 | 0 | 0 | 0 | 0 |  | 2010 |  |  | Benchmark | No |  | Hammersmith and Fulham |  |  | 8591.2747
10224 | 524106 | 177334 | FULHAM CROSS SECONDARY SCHOOL | Fulham Cross School Munster Road London | SW6 6BP | Other | No | Education facilities |  |  | 1107.2172 | 0 | 0 | 0 | 0 | 0 | 0 |  | 2010 |  |  | Benchmark | No |  | Hammersmith and Fulham |  |  | 8337.4786
10225 | 523756 | 176704 | HAFAD GRESSWELL STREET SCHOOL | Greswell Street London | SW6 6PR | Other | No | Education facilities |  |  | 890.9473 | 0 | 0 | 0 | 0 | 0 | 0 |  | 2010 |  |  | Benchmark | No |  | Hammersmith and Fulham |  |  | 3791.2652
10226 | 525224 | 177604 | FULHAM PRIMARY SCHOOL | Fulham Primary School Halford Road London | SW6 1JU | Other | No | Education facilities |  |  | 797.5886 | 0 | 0 | 0 | 0 | 0 | 0 |  | 2010 |  |  | Benchmark | No |  | Hammersmith and Fulham |  |  | 5275.057
10227 | 525419 | 176228 | PETERBOROUGH & QUEENSMILL SCHOOL | Marie D'Orliac Clancarty Road London | SW6 3AA | Other | No | Education facilities |  |  | 763.5256 | 0 | 0 | 0 | 0 | 0 | 0 |  | 2010 |  |  | Benchmark | No |  | Hammersmith and Fulham |  |  | 3249.045
10228 | 524403 | 178848 | ST. JAMES INDEPENDENT SCHOOL | St James Independent Schools Earsby Street London | W14 8SH | Other | No | Education facilities |  |  | 735.5955 | 0 | 0 | 0 | 0 | 0 | 0 |  | 2010 |  |  | Benchmark | No |  | Hammersmith and Fulham |  |  | 5539.1226
10229 | 521948 | 181361 | OLD OAK PRIMARY SCHOOL | Old Oak Primary School Mellitus Street London | W12 0AS | Other | No | Education facilities |  |  | 696.1488 | 0 | 0 | 0 | 0 | 0 | 0 |  | 2010 |  |  | Benchmark | No |  | Hammersmith and Fulham |  |  | 4604.1587
10230 | 524167 | 176390 | THE MOAT SCHOOL | The Moat School Bishop's Avenue London | SW6 6EG | Other | No | Education facilities |  |  | 588.0296 | 0 | 0 | 0 | 0 | 0 | 0 |  | 2010 |  |  | Benchmark | No |  | Hammersmith and Fulham |  |  | 4427.9335
10231 | 524991 | 176794 | AL MUNTADA ISLAMIC SCHOOL | Al-Muntada Al-Islami Trust 7 Bridges Place London | SW6 4HW | Other | No | Education facilities |  |  | 513.3805 | 0 | 0 | 0 | 0 | 0 | 0 |  | 2010 |  |  | Benchmark | No |  | Hammersmith and Fulham |  |  | 3395.3735
10232 | 522318 | 180664 | WORMHOLT PARK PRIMARY SCHOOL | Wormholt Park Primary School 37 Bryony Road London | W12 0SR | Other | No | Education facilities |  |  | 495.2674 | 0 | 0 | 0 | 0 | 0 | 0 |  | 2010 |  |  | Benchmark | No |  | Hammersmith and Fulham |  |  | 3275.5779
10233 | 524849 | 178270 | GIBBS GREEN SCHOOL | Wedgewood Special Day School Mund Street London W14 9LY | W14 9LY | Other | No | Education facilities |  |  | 361.5379 | 0 | 0 | 0 | 0 | 0 | 0 |  | 2010 |  |  | Benchmark | No |  | Hammersmith and Fulham |  |  | 1538.4594
10234 | 522820 | 181248 | WOODLANE HIGH SCHOOL | Woodlane High School Du Cane Road London W12 0HP | W12 0TN | Other | No | Education facilities |  |  | 356.8516 | 0 | 0 | 0 | 0 | 0 | 0 |  | 2010 |  |  | Benchmark | No |  | Hammersmith and Fulham |  |  | 2687.1357
10235 | 525175 | 176754 | HOLY CROSS SCHOOL | Holy Cross RC School Basuto Road London | SW6 4BL | Other | No | Education facilities |  |  | 294.1416 | 0 | 0 | 0 | 0 | 0 | 0 |  | 2010 |  |  | Benchmark | No |  | Hammersmith and Fulham |  |  | 1945.3812
10236 | 523176 | 178344 | ST. PAULS PRIMARY SCHOOL | St Pauls Primary School Worlidge Street London | W6 9BP | Other | No | Education facilities |  |  | 293.0935 | 0 | 0 | 0 | 0 | 0 | 0 |  | 2010 |  |  | Benchmark | No |  | Hammersmith and Fulham |  |  | 1938.4493
10237 | 523316 | 179271 | LENA GARDENS PRIMARY SCHOOL | Lena Gardens Primary School Lena Gardens London | W6 7PZ | Other | No | Education facilities |  |  | 291.7855 | 0 | 0 | 0 | 0 | 0 | 0 |  | 2010 |  |  | Benchmark | No |  | Hammersmith and Fulham |  |  | 1929.7984
10238 | 522341 | 178494 | EDEN SCHOOL | Ground Floor Beavor House 23 - 31 Beavor Lane London | W6 9AR | Other | No | Education facilities |  |  | 289.9238 | 0 | 0 | 0 | 0 | 0 | 0 |  | 2010 |  |  | Benchmark | No |  | Hammersmith and Fulham |  |  | 1233.7184
10239 | 522736 | 180735 | POPE JOHN SCHOOL | Pope John School Commonwealth Avenue White City Estate London | W12 7QR | Other | No | Education facilities |  |  | 276.4705 | 0 | 0 | 0 | 0 | 0 | 0 |  | 2010 |  |  | Benchmark | No |  | Hammersmith and Fulham |  |  | 1828.5085
10240 | 522755 | 181081 | BENTWORTH PRIMARY SCHOOL | Bentworth Primary School Bentworth Road London | W12 7AJ | Other | No | Education facilities |  |  | 216.9768 | 0 | 0 | 0 | 0 | 0 | 0 |  | 2010 |  |  | Benchmark | No |  | Hammersmith and Fulham |  |  | 1435.0317
10241 | 524414 | 177667 | ST. AUGUSTINES PRIMARY SCHOOL | St Augustines Primary School Disbrowe Road London | W6 8QE | Other | No | Education facilities |  |  | 215.6473 | 0 | 0 | 0 | 0 | 0 | 0 |  | 2010 |  |  | Benchmark | No |  | Hammersmith and Fulham |  |  | 1426.2386
10242 | 523907 | 179196 | ST. MARYS PRIMARY SCHOOL | St Marys Primary School Masbro' Road London | W14 0LT | Other | No | Education facilities |  |  | 207.1885 | 0 | 0 | 0 | 0 | 0 | 0 |  | 2010 |  |  | Benchmark | No |  | Hammersmith and Fulham |  |  | 1370.2946
10243 | 525030 | 176570 | ZEBEDEE NURSERY SCHOOL | The Zebedee Nursery, School Sulivan Hall, 4 Parsons Green, London | SW6 4TN | Other | No | Education facilities |  |  | 189.0376 | 0 | 0 | 0 | 0 | 0 | 0 |  | 2010 |  |  | Benchmark | No |  | Hammersmith and Fulham |  |  | 804.4153
10244 | 525926 | 176411 | MONTESSORI NEIGHBOURHOOD NURSERY SCHOOL | MarineField Road, Hammersmith And Fulham, London | SW6 2LL | Other | No | Education facilities |  |  | 117.8146 | 0 | 0 | 0 | 0 | 0 | 0 |  | 2010 |  |  | Benchmark | No |  | Hammersmith and Fulham |  |  | 501.3387
10245 | 522651 | 178684 | MACE MONTESSORI SCHOOL | Mace Montessori School 30 - 40 Dalling Road London | W6 0JB | Other | No | Education facilities |  |  | 104.1652 | 0 | 0 | 0 | 0 | 0 | 0 |  | 2010 |  |  | Benchmark | No |  | Hammersmith and Fulham |  |  | 443.2561
10246 | 522568 | 179018 | JOHN BETTS PRIMARY SCHOOL | 5 Paddenswick Road London | W6 0UA | Other | No | Education facilities |  |  | 99.9123 | 0 | 0 | 0 | 0 | 0 | 0 |  | 2010 |  |  | Benchmark | No |  | Hammersmith and Fulham |  |  | 660.7955
10247 | 525738 | 176341 | L'ECOLE DES PETITS SCHOOL | L'ecoles Des Petits School 2 Hazlebury Road London | SW6 2NB | Other | No | Education facilities |  |  | 97.4972 | 0 | 0 | 0 | 0 | 0 | 0 |  | 2010 |  |  | Benchmark | No |  | Hammersmith and Fulham |  |  | 414.8818
10248 | 524005 | 179561 | SINCLAIR MONTESSORI NURSERY SCHOOL | 152 Sinclair Road London | W14 0NL | Other | No | Education facilities |  |  | 90.1794 | 0 | 0 | 0 | 0 | 0 | 0 |  | 2010 |  |  | Benchmark | No |  | Hammersmith and Fulham |  |  | 383.7422
10249 | 522644 | 179588 | VANESSA NURSERY SCHOOL | Vanessa Nursery School 14 Cathnor Road London | W12 9JA | Other | No | Education facilities |  |  | 77.7241 | 0 | 0 | 0 | 0 | 0 | 0 |  | 2010 |  |  | Benchmark | No |  | Hammersmith and Fulham |  |  | 330.7407
10250 | 524079 | 177674 | BAYONNE NURSERY SCHOOL | Bayonne Nursery School 50 Paynes Walk London | W6 8PF | Other | No | Education facilities |  |  | 77.5526 | 0 | 0 | 0 | 0 | 0 | 0 |  | 2010 |  |  | Benchmark | No |  | Hammersmith and Fulham |  |  | 330.0112
10251 | 525173 | 176380 | IVY HOUSE NURSERY SCHOOL & DAY NURSERY | 233 New Kings Road, Fulham, London | SW6 4XE | Other | No | Education facilities |  |  | 66.7499 | 0 | 0 | 0 | 0 | 0 | 0 |  | 2010 |  |  | Benchmark | No |  | Hammersmith and Fulham |  |  | 284.042
10252 | 523827 | 176654 | MELROSE HOUSE NURSERY SCHOOL | Finlay Street London | SW6 6HF | Other | No | Education facilities |  |  | 53.649 | 0 | 0 | 0 | 0 | 0 | 0 |  | 2010 |  |  | Benchmark | No |  | Hammersmith and Fulham |  |  | 228.2937
10253 | 523599 | 179640 | BRIGHT SPARKS MONTESSORI SCHOOL | Bright Sparks Montessori School 25 Minford Gardens London | W14 0AP | Other | No | Education facilities |  |  | 42.0768 | 0 | 0 | 0 | 0 | 0 | 0 |  | 2010 |  |  | Benchmark | No |  | Hammersmith and Fulham |  |  | 179.0504
10254 | 522625 | 179091 | JORDANS MONTESSORI SCHOOL | 129 Dalling Road London | W6 0ET | Other | No | Education facilities |  |  | 38.381 | 0 | 0 | 0 | 0 | 0 | 0 |  | 2010 |  |  | Benchmark | No |  | Hammersmith and Fulham |  |  | 163.3235
10255 | 523738 | 177706 | SOGANS SCHOOLCARE SHOP | 6 Greyhound Road London | W6 8NX | Other | No | Education facilities |  |  | 30.317 | 0 | 0 | 0 | 0 | 0 | 0 |  | 2010 |  |  | Benchmark | No |  | Hammersmith and Fulham |  |  | 280.7127
10256 | 524356 | 176939 | SINCLAIR SCHOOL | Basement 159 Munster Road London | SW6 6DA | Other | No | Education facilities |  |  | 25.5884 | 0 | 0 | 0 | 0 | 0 | 0 |  | 2010 |  |  | Benchmark | No |  | Hammersmith and Fulham |  |  | 169.2356
10257 | 525444 | 176150 | TWICE TIMES NURSERY SCHOOL | The Cricket Pavilio, South Park, London | SW6 3AF | Other | No | Education facilities |  |  | 15.8722 | 0 | 0 | 0 | 0 | 0 | 0 |  | 2010 |  |  | Benchmark | No |  | Hammersmith and Fulham |  |  | 67.5413
10258 | 522456 | 178593 | LATYMER UPPER SCHOOL | Latymer Upper School 237 King Street London | W6 9LR | Other | No | Education facilities |  |  | 0 | 0 | 0 | 0 | 0 | 0 | 0 | [5 empty] | No |  | Hammersmith and Fulham |  |  | 0
10259 | 525516 | 177432 | THE LONDON ORATORY SCHOOL | The London Oratory School, Seagrave Road, London | SW6 1RX | Other public | No | Education facilities | Individual boilers | Natural gas | 4927.288 | 0 | 0 | 0 | 0 | 0 | 0 | 1907 | 2008 |  |  | DEC | No |  | Hammersmith and Fulham |  |  | 15692
10260 | 524042 | 176935 | HENRY COMPTON SCHOOL | Henry Compton School Kingwood Road London | SW6 6SN | Other public | No | Education facilities |  | Natural gas | 1901.48 | 0 | 0 | 0 | 0 | 0 | 0 |  | 2008 |  |  | DEC | No |  | Hammersmith and Fulham |  |  | 6791
10261 | 525368 | 175859 | HURLINGHAM & CHELSEA SCHOOL | Hurlingham And Chelsea School Peterborough Road London | SW6 3ED | Other public | No | Education facilities |  | Oil | 1828.8 | 0 | 0 | 1.5 | 0 | 0 | 0 |  | 2009 |  |  | DEC | No |  | Hammersmith and Fulham |  |  | 6350
10262 | 522377 | 180823 | PHOENIX HIGH SCHOOL (including Phoenix Sports and Fitness Centre and Janet Adegoke Swimming pool) previously CHRISTOPHER WREN SCHOOL FOR BOYS | Phoenix High School The Curve London | W12 0RQ | Other public | No | Education facilities |  | Natural gas | 1649.952 | 0 | 0 | 2.398 | 0 | 0 | 0 |  | 2010 |  |  | DEC | No |  | Hammersmith and Fulham |  |  | 11458
10263 | 523435 | 178678 | SACRED HEART HIGH SCHOOL | 212 Hammersmith Road London | W6 7DG | Other public | No | Education facilities |  | Natural gas | 1111.071 | 0 | 0 | 0 | 0 | 0 | 0 |  | 2010 |  |  | DEC | No |  | Hammersmith and Fulham |  |  | 11947
10264 | 523582 | 177153 | QUEENS MANOR PRIMARY SCHOOL | Queens Manor Primary School Lysia Street London | SW6 6ND | Other public | No | Education facilities |  | Natural gas | 873.354 | 0 | 0 | 0.5 | 0 | 0 | 0 |  | 2008 |  |  | DEC | No |  | Hammersmith and Fulham |  |  | 3097
10265 | 525887 | 176415 | LANGFORD PRIMARY SCHOOL | Langford Primary School Gilstead Road London | SW6 2LG | Other public | No | Education facilities |  | Natural gas | 824.3398 | 0 | 0 | 0 | 0 | 0 | 0 |  | 2010 |  |  | Benchmark | No |  | Hammersmith and Fulham |  |  | 5451.9825
10266 | 523607 | 177859 | MELCOMBE PRIMARY SCHOOL | Melcombe Primary School Fulham Palace Road London | W6 9ER | Other public | No | Education facilities |  | Natural gas | 707.278 | 0 | 0 | 0 | 0 | 0 | 0 |  | 2007 |  |  | DEC | No |  | Hammersmith and Fulham |  |  | 2478
10267 | 522938 | 180698 | CANBERRA PRIMARY SCHOOL | White City Day Nursery Australia Road White City Estate London | W12 7PT | Other public | No | Education facilities |  | Natural gas | 702.513 | 0 | 0 | 0.9 | 0 | 0 | 0 |  | 2009 |  |  | DEC | No |  | Hammersmith and Fulham |  |  | 2891
10268 | 521631 | 179718 | WENDELL PARK PRIMARY SCHOOL | Wendell Park Primary School Stronsa Road London | W12 9LB | Other public | No | Education facilities |  | Natural gas | 640.367 | 0 | 0 | 0.7 | 0 | 0 | 0 |  | 2009 |  |  | DEC | No |  | Hammersmith and Fulham |  |  | 2821
10269 | 522546 | 182898 | KENMONT PRIMARY SCHOOL | Kenmont Primary School Valliere Road London | NW106AL | Other public | No | Education facilities |  | Natural gas | 590.226 | 0 | 0 | 0.5 | 0 | 0 | 0 |  | 2008 |  |  | DEC | No |  | Hammersmith and Fulham |  |  | 2093
10270 | 525134 | 176562 | LADY MARGARET SECONDARY SCHOOL FOR GIRLS | 9 - 15 Parsons Green London | SW6 4UN | Other public | No | Education facilities |  | Natural gas | 574.392 | 0 | 0 | 0 | 0 | 0 | 0 |  | 2010 |  |  | DEC | No |  | Hammersmith and Fulham |  |  | 3682
10271 | 524737 | 176318 | NEW KINGS PRIMARY SCHOOL | New Kings Primary School New King's Road London | SW6 4LY | Other public | No | Education facilities |  | Natural gas | 542.932 | 0 | 0 | 0.5 | 0 | 0 | 0 |  | 2008 |  |  | DEC | No |  | Hammersmith and Fulham |  |  | 2756
10272 | 522760 | 179365 | BRACKENBURY PRIMARY SCHOOL | 207 Dalling Road London | W6 0BA | Other public | No | Education facilities | Central Boilers | Natural gas | 512.72 | 0 | 0 | 0.51 | 0 | 0 | 0 |  | 2010 |  |  | Survey/Benchmark | No |  | Hammersmith and Fulham |  |  | 3391
10273 | 523886 | 178719 | LARMENIA & SACRED HEART PRIMARY SCHOOL | 102 - 104 Hammersmith Road | W6 7JP | Other public | No | Education facilities |  | Natural gas | 507.882 | 0 | 0 | 0 | 0 | 0 | 0 |  | 2008 |  |  | DEC | No |  | Hammersmith and Fulham |  |  | 1801
10274 | 523026 | 179840 | MILES COVERDALE PRIMARY SCHOOL | Miles Coverdale Primary School Coverdale Road London | W12 8JJ | Other public | No | Education facilities |  | Natural gas | 475.594 | 0 | 0 | 0 | 0 | 0 | 0 |  | 2009 |  |  | DEC | No |  | Hammersmith and Fulham |  |  | 2254
10275 | 524167 | 176390 | ALL SAINTS C E PRIMARY SCHOOL | All Saints School Bishop's Avenue London | SW6 6ED | Other public | No | Education facilities |  | Natural gas | 464.684 | 0 | 0 | 0 | 0 | 0 | 0 |  | 2009 |  |  | DEC | No |  | Hammersmith and Fulham |  |  | 1298
10276 | 525155 | 176169 | SULIVAN PRIMARY SCHOOL | Sulivan Primary School 42 Peterborough Road London | SW6 3BN | Other public | No | Education facilities |  | Natural gas | 438.984 | 0 | 0 | 0.5 | 0 | 0 | 0 |  | 2010 |  |  | DEC | No |  | Hammersmith and Fulham |  |  | 2613
10277 | 522590 | 178797 | FLORA GARDENS PRIMARY SCHOOL | Flora Gardens Primary School Dalling Road London | W6 0UD | Other public | No | Education facilities |  | Natural gas | 394.864 | 0 | 0 | 0.32 | 0 | 0 | 0 |  | 2009 |  |  | DEC | No |  | Hammersmith and Fulham |  |  | 1334
10278 | 524416 | 177532 | SIR JOHN LILLIE PRIMARY SCHOOL | Sir John Lillie Primary School Lillie Road London | SW6 7LN | Other public | No | Education facilities |  | Natural gas | 382.33 | 0 | 0 | 0.5 | 0 | 0 | 0 |  | 2010 |  |  | DEC | No |  | Hammersmith and Fulham |  |  | 2249
10279 | 522430 | 179776 | GREENSIDE PRIMARY SCHOOL | Greenside Primary School Westville Road London | W12 9PT | Other public | No | Education facilities |  | Natural gas | 375.9 | 0 | 0 | 0.5 | 0 | 0 | 0 |  | 2008 |  |  | DEC | No |  | Hammersmith and Fulham |  |  | 1253
10280 | 521890 | 179649 | THE GOOD SHEPHERD RC PRIMARY SCHOOL | The Good Shepherd R C Primary School Gayford Road London | W12 9BY | Other public | No | Education facilities |  | Mixed source | 319.224 | 0 | 0 | 0 | 0 | 0 | 0 |  | 2008 |  |  | DEC | No |  | Hammersmith and Fulham |  |  | 1132
10281 | 524114 | 178545 | JAMES LEE NURSERY SCHOOL | James Lee Nursery School Gliddon Road London | W14 9BH | Other public | No | Education facilities |  | Natural gas | 311.5633 | 0 | 0 | 0 | 0 | 0 | 0 |  | 2010 |  |  | Benchmark | No |  | Hammersmith and Fulham |  |  | 1246.2533
10282 | 524474 | 178862 | AVONMORE PRIMARY SCHOOL | Avonmore Primary School Avonmore Road London | W14 8RL | Other public | No | Education facilities |  | Natural gas | 277.092 | 0 | 0 | 0.5 | 0 | 0 | 0 |  | 2008 |  |  | DEC | No |  | Hammersmith and Fulham |  |  | 1074
10283 | 522891 | 178876 | CAMBRIDGE SCHOOL | Cambridge School Cambridge Grove London | W6 0LB | Other public | No | Education facilities |  | Natural gas | 248.252 | 0 | 0 | 0 | 0 | 0 | 0 |  | 2008 |  |  | DEC | No |  | Hammersmith and Fulham |  |  | 1171
10284 | 522684 | 180419 | JACK TIZARD SCHOOL | Jack Tizard School South Africa Road London | W12 7PA | Other public | No | Education facilities |  | Natural gas | 157.4 | 0 | 0 | 0 | 0 | 0 | 0 |  | 2009 |  |  | DEC | No |  | Hammersmith and Fulham |  |  | 1574
10285 | 524474 | 177080 | St Peter's, Fulham | ST PETER'S TERRACE, LONDON | SW6 7JS | Other | No | Churches |  |  | 209.7517 | 0 | 0 | 0 | 0 | 0 | 0 |  | 2010 |  |  | Benchmark | No |  | Hammersmith and Fulham |  |  | 1398.345
10286 | 523296 | 178448 | St Paul's, Hammersmith | QUEEN CAROLINE STREET, LONDON | W6 9PJ | Other | No | Churches |  |  | 179.6771 | 0 | 0 | 0 | 0 | 0 | 0 |  | 2010 |  |  | Benchmark | No |  | Hammersmith and Fulham |  |  | 1197.8473
10287 | 522772 | 180685 | Our Lady of Fatima | COMMONWEALTH AVENUE, LONDON | W12 7QR | Other | No | Churches | Individual boilers | Natural gas | 140 | 0 | 0 | 0 | 0 | 0 | 0 |  | 2010 |  |  | Survey | No |  | Hammersmith and Fulham |  |  | 720
10288 | 522601 | 179070 | Holy Innocent's, Hammersmith | PADDENSWICK ROAD, LONDON | W6 OUB | Other | No | Churches |  |  | 129.9996 | 0 | 0 | 0 | 0 | 0 | 0 |  | 2010 |  |  | Benchmark | No |  | Hammersmith and Fulham |  |  | 866.6638
10289 | 522976 | 178791 | St John the Evangelist, Hammersmith | GLENTHORNE ROAD, LONDON | W6 OLS | Other | No | Churches |  |  | 127.6699 | 0 | 0 | 0 | 0 | 0 | 0 |  | 2010 |  |  | Benchmark | No |  | Hammersmith and Fulham |  |  | 851.1325
10290 | 524469 | 177968 | St Andrew's, Fulham Fields (including MONTESSORI NEIGHBOURHOOD NURSERY SCHOOL) | 10 ST ANDREW'S ROAD, LONDON | W14 9SX | Other | No | Churches |  |  | 120.3397 | 0 | 0 | 0 | 0 | 0 | 0 |  | 2010 |  |  | Benchmark | No |  | Hammersmith and Fulham |  |  | 802.265
10291 | 521630 | 179664 | St Saviour's, Wendell Park | COBBOLD ROAD, LONDON | W12 9LN | Other | No | Churches |  | Natural gas | 100 | 0 | 0 | 0 | 0 | 0 | 63 |  | 2010 |  |  | Survey | No |  | Hammersmith and Fulham |  |  | 778
10292 | 523621 | 178442 | Proposed - St Paulãs Church Hammersmith Area | QUEEN CAROLINE STREET, LONDON | W6 9PJ | Other | Yes | Churches |  |  | 99.299 | 0 | 0 | 0 | 0 | 0 | 0 |  | 2007 |  |  | Energy Strategy | No |  | Hammersmith and Fulham |  |  | 1087
10293 | 522161 | 178405 | St Peter's, Hammersmith | BLACK LION LANE, LONDON | W6 9BE | Other | No | Churches |  |  | 96.6765 | 0 | 0 | 0 | 0 | 0 | 0 |  | 2010 |  |  | Benchmark | No |  | Hammersmith and Fulham |  |  | 644.51
10294 | 525175 | 177337 | St John's, Fulham | NORTH END ROAD, LONDON | SW6 1PB | Other | No | Churches |  |  | 91.8516 | 0 | 0 | 0 | 0 | 0 | 0 |  | 2010 |  |  | Benchmark | No |  | Hammersmith and Fulham |  |  | 612.3438
10295 | 524056 | 177919 | St Alban's, Fulham | MARGRAVINE ROAD, LONDON | W6 8HJ | Other | No | Churches |  |  | 90.7753 | 0 | 0 | 0 | 0 | 0 | 0 |  | 2010 |  |  | Benchmark | No |  | Hammersmith and Fulham |  |  | 605.1687
10296 | 522474 | 178690 | West End Baptist | 7 RAVENSCOURT ROAD, LONDON | W6 0UH | Other | No | Churches |  |  | 82.028 | 0 | 0 | 0 | 0 | 0 | 0 |  | 2010 |  |  | Benchmark | No |  | Hammersmith and Fulham |  |  | 546.8533
10297 | 524084 | 176628 | St Ethelreda's & St Clement's | FULHAM PALACE ROAD, LONDON | SW6 6JF | Other | No | Churches |  |  | 81.2598 | 0 | 0 | 0 | 0 | 0 | 0 |  | 2010 |  |  | Benchmark | No |  | Hammersmith and Fulham |  |  | 541.7321
10298 | 524673 | 177390 | St Thomas of Canterbury | 60 RYLSTON ROAD, LONDON | SW6 7HW | Other | No | Churches |  |  | 67.5645 | 0 | 0 | 0 | 0 | 0 | 0 |  | 2010 |  |  | Benchmark | No |  | Hammersmith and Fulham |  |  | 450.43
10299 | 522772 | 180685 | St Michael and St George | 1 COMMONWEALTH AVENUE, LONDON | W12 7QR | Other | No | Churches |  |  | 65.8129 | 0 | 0 | 0 | 0 | 0 | 0 |  | 2010 |  |  | Benchmark | No |  | Hammersmith and Fulham |  |  | 438.7529
10300 | 525765 | 175881 | St Matthew's, Fulham | WANDSWORTH BRIDGE ROAD | SW6 2TZ | Other | No | Churches |  |  | 64.6971 | 0 | 0 | 0 | 0 | 0 | 0 |  | 2010 |  |  | Benchmark | No |  | Hammersmith and Fulham |  |  | 431.3137
10301 | 524256 | 175880 | All Saints, Fulham | PRYORS BANK, BISHOPS PARK, LONDON | SW6 3LA | Other | No | Churches |  |  | 24.5912 | 0 | 0 | 0 | 0 | 0 | 0 |  | 2010 |  |  | Benchmark | No |  | Hammersmith and Fulham |  |  | 163.9412
10302 | 522334 | 180112 | St Luke's, Uxbridge | 450 UXBIRDGE ROAD | W12 0NS | Other | No | Churches |  |  | 20.9025 | 0 | 0 | 0 | 0 | 0 | 0 |  | 2010 |  |  | Benchmark | No |  | Hammersmith and Fulham |  |  | 139.35
10303 | 523851 | 176877 | United Reform Church | FULHAM PALACE ROAD, LONDON | SW6 6PL | Other | No | Churches |  |  | 13.4117 | 0 | 0 | 0 | 0 | 0 | 0 |  | 2010 |  |  | Benchmark | No |  | Hammersmith and Fulham |  |  | 89.4112
10304 | 525048 | 176423 | St Dionis, Parson's Green | 18 PARSONS GREEN, LONDON | SW6 4UH | Other | No | Churches |  |  | 11.9074 | 0 | 0 | 0 | 0 | 0 | 0 |  | 2010 |  |  | Benchmark | No |  | Hammersmith and Fulham |  |  | 79.3825
10305 | 523676 | 179027 | Chinese Church in London, Hammersmith | 70 BROOK GREEN, LONDON | W6 7BE | Other | No | Churches |  |  | 11.4135 | 0 | 0 | 0 | 0 | 0 | 0 |  | 2010 |  |  | Benchmark | No |  | Hammersmith and Fulham |  |  | 76.09
10306 | 522602 | 180215 | Uxbridge Road Tabernacle | 2 BLOEMFONTEIN ROAD, LONDON | W12 7BX | Other | No | Churches |  |  | 11.0813 | 0 | 0 | 0 | 0 | 0 | 0 |  | 2010 |  |  | Benchmark | No |  | Hammersmith and Fulham |  |  | 73.875
10307 | 523008 | 179939 | St Steven and St Thomas | 1 COVERDALE ROAD, LONDON | W12 8JJ | Other | No | Churches |  |  | 10.7246 | 0 | 0 | 0 | 0 | 0 | 0 |  | 2010 |  |  | Benchmark | No |  | Hammersmith and Fulham |  |  | 71.4975
10308 | 525307 | 176185 | ChristChurch, Fulham | 67 STUDDRIDGE STREET, LONDON | SW6 3TD | Other | No | Churches |  |  | 10.6418 | 0 | 0 | 0 | 0 | 0 | 0 |  | 2010 |  |  | Benchmark | No |  | Hammersmith and Fulham |  |  | 70.945
10309 | 524105 | 178628 | St Mary's, West Kensington | 2 EDITH ROAD, LONDON | W14 9BA | Other | No | Churches |  |  | 10.5904 | 0 | 0 | 0 | 0 | 0 | 0 |  | 2010 |  |  | Benchmark | No |  | Hammersmith and Fulham |  |  | 70.6025
10310 | 523623 | 179633 | St Simon's, Hammersmith | ROCKLEY ROAD, LONDON | W14 0DA | Other | No | Churches |  |  | 10.4327 | 0 | 0 | 0 | 0 | 0 | 0 |  | 2010 |  |  | Benchmark | No |  | Hammersmith and Fulham |  |  | 69.5512
10311 | 523965 | 179470 | St Matthew's, Hammersmith | SINCLAIR ROAD, LONDON | W14 0LL | Other | No | Churches |  |  | 10.389 | 0 | 0 | 0 | 0 | 0 | 0 |  | 2010 |  |  | Benchmark | No |  | Hammersmith and Fulham |  |  | 69.26
10312 | 523808 | 178873 | Holy Trinity, Hammersmith | 41 BROOK GREEN, LONDON | W6 7BL | Other | No | Churches |  |  | 10.0361 | 0 | 0 | 0 | 0 | 0 | 0 |  | 2010 |  |  | Benchmark | No |  | Hammersmith and Fulham |  |  | 66.9075
10313 | 526051 | 176383 | Our Lady of Perpetual Help | STEPHENDALE ROAD, LONDON | SW6 2PN | Other | No | Churches |  |  | 9.0135 | 0 | 0 | 0 | 0 | 0 | 0 |  | 2010 |  |  | Benchmark | No |  | Hammersmith and Fulham |  |  | 60.09
10314 | 524883 | 176283 | Holy Cross, Parsons Green | 22 CORTAYNE ROAD | SW6 3QA | Other | No | Churches |  |  | 8.8438 | 0 | 0 | 0 | 0 | 0 | 0 |  | 2010 |  |  | Benchmark | No |  | Hammersmith and Fulham |  |  | 58.9588
10315 | 524720 | 177280 | Fulham Baptist Church | DAWES ROAD, LONDON | SW6 7EG | Other | No | Churches |  |  | 8.3372 | 0 | 0 | 0 | 0 | 0 | 0 |  | 2010 |  |  | Benchmark | No |  | Hammersmith and Fulham |  |  | 55.5812
10316 | 523101 | 178855 | Kanoon Towhid Islamic Centre | SOUTHERLAND ROAD, LONDON | W6 0PH | Other | No | Churches |  |  | 7.7767 | 0 | 0 | 0 | 0 | 0 | 0 |  | 2010 |  |  | Benchmark | No |  | Hammersmith and Fulham |  |  | 51.845
10317 | 522147 | 179537 | Holy Ghost and St Stephen | 44 ASHCHURCH ROAD | W12 9BU | Other | No | Churches |  |  | 7.7218 | 0 | 0 | 0 | 0 | 0 | 0 |  | 2010 |  |  | Benchmark | No |  | Hammersmith and Fulham |  |  | 51.4787
10318 | 524136 | 177857 | Tasso Baptist | 138 GREYHOUND ROAD, LONDON | W6 8NS | Other | No | Churches |  |  | 6.8226 | 0 | 0 | 0 | 0 | 0 | 0 |  | 2010 |  |  | Benchmark | No |  | Hammersmith and Fulham |  |  | 45.4838
10319 | 522262 | 180986 | St Katherine's, Westway | WESTWAY, ACTON | W12 0SD | Other | No | Churches |  |  | 6.7459 | 0 | 0 | 0 | 0 | 0 | 0 |  | 2010 |  |  | Benchmark | No |  | Hammersmith and Fulham |  |  | 44.9725
10320 | 522673 | 179248 | Hammersmith Baptist | DALLING ROAD, LONDON | W6 0EU | Other | No | Churches |  |  | 6.6221 | 0 | 0 | 0 | 0 | 0 | 0 |  | 2010 |  |  | Benchmark | No |  | Hammersmith and Fulham |  |  | 44.1475
10321 | 523179 | 180541 | BBC Television Centre | Wood Lane | W12 7RJ | Other public |  | Private commercial (> 9,999 m2) |  |  | 0 | 0 | 0 | 0 | 0 | 0 | 0 | [7 empty] | Hammersmith and Fulham |  |  | 222532.3275