## Available heat 2013
Table 1: 2013 Available Low Grade Heat
|  | Open Loop Ground Source Abstraction | Closed Loop Ground Source Abstraction | Air Source Heat Pumps | Rivers (10% Abstraction) | Power Stations | Building Heat Rejection |  |  | Industrial Sources Part A Processes | Industrial Sources Part B Processes | Commercial Building Sources - Non HVAC |  | Wastewater (Treatment Plants) | Tubre rejected | National Grid Infrastructure | UKPN Infrastructure | Sewer heat mining | TOTAL
[7 empty] | Office | Retail | Gyms |  |  | Supermarkets | Data Centres
Typical Temperature
Greater London Totals (GWh) |  | 296.2211 | 8048.0101 | 8434.5735 | 2251.1315 | 8283.0255 | 2700.2342 | 5400.468 | 78.68 | 77.4511 | 22.458 | 277.7275 | 755.2053 | 9722.5715 | 9.2847 | 350.4 | 232.4668 | 3034.2063 | 49974.1149
As a % of total heat demand |  | 0.4488% | 12.19% | 12.78% | 3.41% | 12.55% | 4.091% | 8.182% | 0.1192% | 0.1173% | 0.03402% | 0.4208% | 1.144% | 14.73% | 0.01407% | 0.5309% | 0.3522% | 4.597% | 75.71%
MSOA Code | MSOA Name |  |  |  |  | MWh | [12 empty] | GWh
E02000001 | City of London 001 | 8.9213 | 253.9125 | 274091.0851 |  | 765.2736 | 20418.125 | 27988.2955 | 2940 | 0 | 0 | 1877.2321 | 14692.8852 | 0 | 392.3112 | 0 | 8571.8817 | 4599.2869 | 356.5992
E02000002 | Barking and Dagenham 001 | 291.5656 | 8298.4062 |  |  | 0 | 4166.4 | 10390.0865 | 0 | 0 | 0 | 0 | 0 | 0 |  | 0 | 0 | 0 | 23.1465
E02000003 | Barking and Dagenham 002 | 535.3806 | 12577.4562 |  |  | 0 | 439.425 | 4854.1185 | 0 | 0 | 0 | 144.4025 | 0 | 0 |  | 0 | 0 | 0 | 18.5508
E02000004 | Barking and Dagenham 003 | 1540.4269 | 43842.9187 |  |  | 0 | 454.615 | 1287.5049 | 0 | 0 | 0 | 0 | 0 | 0 |  | 0 | 0 | 2390.0379 | 49.5155
E02000005 | Barking and Dagenham 004 | 215.5969 | 5226.7125 |  |  | 0 | 454.615 | 1013.0334 | 0 | 7789.7311 | 0 | 577.6099 | 0 | 0 |  | 0 | 0 | 0 | 15.2773
E02000006 | Barking and Dagenham 005 | 95.55 | 2675.1 |  |  | 0 | 390.6 | 1090.9591 | 0 | 0 | 0 | 288.8049 | 0 | 0 |  | 0 | 0 | 0 | 4.541
E02000007 | Barking and Dagenham 006 | 806.9831 | 22183.8125 |  |  | 0 | 347.2 | 4811.9088 | 140 | 0 | 0 | 0 | 0 | 0 |  | 0 | 0 | 10254.5547 | 38.5445
E02000008 | Barking and Dagenham 007 | 217.9369 | 6031.2312 |  |  | 0 | 423.15 | 1000.0458 | 0 | 0 | 0 | 0 | 0 | 0 |  | 0 | 0 | 30730.5785 | 38.4029
E02000009 | Barking and Dagenham 008 | 47.97 | 1109.5375 |  |  | 0 | 454.615 | 974.0706 | 0 | 0 | 0 | 0 | 0 | 0 |  | 0 | 0 | 0 | 2.5862
E02000010 | Barking and Dagenham 009 | 228.9625 | 6516.3938 |  |  | 0 | 454.615 | 1287.5049 | 0 | 0 | 0 | 0 | 0 | 0 |  | 0 | 0 | 3399.9353 | 11.8874
E02000011 | Barking and Dagenham 010 | 417.6006 | 11885.5562 |  |  | 0 | 454.615 | 818.2193 | 140 | 0 | 0 | 0 | 0 | 0 |  | 0 | 0 | 2414.8521 | 16.1308
E02000012 | Barking and Dagenham 011 | 230.1975 | 6007.6438 |  |  | 0 | 454.615 | 1287.5049 | 0 | 0 | 0 | 0 | 0 | 0 |  | 0 | 0 | 0 | 7.98
E02000013 | Barking and Dagenham 012 | 515.2469 | 13988.3125 |  |  | 0 | 454.615 | 1287.5049 | 0 | 0 | 0 | 0 | 0 | 0 |  | 0 | 0 | 0 | 16.2457
E02000014 | Barking and Dagenham 013 | 369.1431 | 9837.6063 |  |  | 0 | 454.615 | 1142.9095 | 0 | 0 | 0 | 144.4025 | 0 | 0 |  | 0 | 0 | 3681.5565 | 15.6302
E02000015 | Barking and Dagenham 014 | 802.8069 | 22653.7125 |  |  | 0 | 439.425 | 1064.9839 | 0 | 0 | 0 | 0 | 0 | 0 |  | 0 | 0 | 2959.1884 | 27.9201
E02000016 | Barking and Dagenham 015 | 229.9375 | 6544.375 | 171978.6576 |  | 0 | 488.25 | 4220.9726 | 140 | 0 | 0 | 4140.6023 | 0 | 0 |  | 0 | 3387.4141 | 0 | 191.1302
E02000017 | Barking and Dagenham 016 | 169.6175 | 4827.575 |  |  | 0 | 454.615 | 1129.9219 | 0 | 0 | 0 | 0 | 0 | 0 |  | 0 | 0 | 0 | 6.5817
E02000018 | Barking and Dagenham 017 | 369.3462 | 10512.1625 |  |  | 0 | 454.615 | 1287.5049 | 140 | 0 | 0 | 0 | 0 | 0 |  | 0 | 0 | 3411.7516 | 16.1754
E02000019 | Barking and Dagenham 018 | 520.5606 | 13623.8625 |  |  | 3237696 | 412.3 | 9805.6441 | 140 | 0 | 0 | 1709.295 | 0 | 0 |  | 0 | 0 | 3266.4114 | 3267.1741
E02000020 | Barking and Dagenham 019 | 835.38 | 23775.0438 |  |  | 0 | 454.615 | 1077.9715 | 0 | 0 | 0 | 0 | 0 | 0 |  | 0 | 0 | 15504.5243 | 41.6475
E02000021 | Barking and Dagenham 020 | 409.8087 | 11663.7875 |  |  | 0 | 461.125 | 1287.5049 | 0 | 0 | 0 | 0 | 0 | 0 |  | 0 | 0 | 3015.9065 | 16.8381
E02000022 | Barking and Dagenham 021 | 194.1631 | 5526.1812 |  |  | 0 | 450.275 | 5487.2644 | 0 | 0 | 0 | 0 | 0 | 0 |  | 0 | 0 | 3200.2403 | 14.8581
E02000023 | Barking and Dagenham 022 | 536.8837 | 15280.5375 |  |  | 0 | 454.615 | 1287.5049 | 0 | 0 | 0 | 0 | 0 | 0 |  | 29200 | 0 | 2462.905 | 49.2224
E02000024 | Barnet 001 | 29.6599 | 120.3548 |  |  | 0 | 3450.3 | 5993.7811 | 140 | 0 | 0 | 288.8049 | 0 | 0 |  | 0 | 0 | 0 | 10.0229
E02000025 | Barnet 002 | 589.6638 | 15430.6187 |  |  | 0 | 3385.2 | 1026.021 | 0 | 0 | 0 | 0 | 0 | 0 |  | 0 | 0 | 0 | 20.4315
E02000026 | Barnet 003 | 405.4456 | 10868.2875 |  |  | 0 | 3482.85 | 1039.0086 | 0 | 0 | 0 | 0 | 1910.9765 | 0 |  | 0 | 0 | 0 | 17.7066
E02000027 | Barnet 004 | 588.8513 | 14430.6938 |  |  | 0 | 589.8284 | 5729.9703 | 0 | 0 | 0 | 0 | 0 | 0 |  | 0 | 0 | 13978.6497 | 35.318
E02000028 | Barnet 005 | 68.6075 | 1905.7313 |  |  | 0 | 3482.85 | 4600.8602 | 140 | 0 | 0 | 0 | 0 | 0 |  | 0 | 0 | 0 | 10.198
E02000029 | Barnet 006 | 460.3056 | 12176.0063 |  |  | 0 | 509.95 | 5191.7963 | 140 | 0 | 0 | 288.8049 | 0 | 0 |  | 0 | 0 | 0 | 18.7669
E02000030 | Barnet 007 | 4803.9225 | 136727.025 |  |  | 0 | 589.8284 | 5729.9703 | 280 | 0 | 0 | 0 | 0 | 0 |  | 0 | 0 | 3754.8174 | 151.8856
E02000031 | Barnet 008 | 432.1606 | 9992.5438 |  |  | 0 | 3873.45 | 5571.6839 | 0 | 0 | 0 | 288.8049 | 0 | 0 |  | 0 | 0 | 2935.9497 | 23.0946
E02000032 | Barnet 009 | 172.5831 | 4826.1875 |  |  | 0 | 589.8284 | 4432.0213 | 0 | 0 | 0 | 0 | 0 | 0 |  | 0 | 0 | 6570.635 | 16.5913
E02000033 | Barnet 010 | 459.6963 | 13083.6625 |  |  | 0 | 3320.1 | 1181.8723 | 140 | 0 | 559.5 | 0 | 0 | 0 |  | 0 | 0 | 9618.8393 | 28.3637
E02000034 | Barnet 011 | 448.1344 | 12114.9562 |  |  | 0 | 504.525 | 1194.8599 | 0 | 0 | 0 | 0 | 0 | 0 |  | 0 | 0 | 0 | 14.2625
E02000035 | Barnet 012 | 263.5913 | 7276.05 |  |  | 0 | 4166.4 | 11623.9093 | 0 | 0 | 0 | 144.4025 | 0 | 0 |  | 0 | 0 | 6621.8388 | 30.0962
E02000036 | Barnet 013 | 190.3444 | 5417.4937 |  |  | 0 | 589.8284 | 5318.4255 | 0 | 0 | 0 | 0 | 0 | 0 |  | 0 | 0 | 0 | 11.5161
E02000037 | Barnet 014 | 600.4619 | 17090.0687 |  |  | 0 | 589.8284 | 4685.2796 | 0 | 0 | 0 | 0 | 0 | 0 |  | 0 | 0 | 0 | 22.9656
E02000038 | Barnet 015 | 485.0625 | 10900.2 |  |  | 0 | 461.125 | 12273.2897 | 140 | 0 | 0 | 0 | 0 | 0 |  | 0 | 0 | 4052.9813 | 28.3127
E02000039 | Barnet 016 | 565.435 | 15012.5187 |  |  | 0 | 3678.15 | 4896.3283 | 0 | 0 | 0 | 144.4025 | 0 | 0 |  | 0 | 0 | 0 | 24.2968
E02000040 | Barnet 017 | 2395.3719 | 66630.525 |  |  | 0 | 589.8284 | 6162.62 | 0 | 0 | 0 | 0 | 0 | 0 |  | 0 | 0 | 0 | 75.7783
E02000041 | Barnet 018 | 90.7644 | 1808.375 |  |  | 0 | 531.65 | 12273.2897 | 140 | 0 | 0 | 433.2074 | 0 | 0 |  | 0 | 0 | 0 | 15.2773
E02000042 | Barnet 019 | 54.7706 | 535.3438 |  |  | 0 | 3710.7 | 10714.7767 | 140 | 0 | 0 | 288.8049 | 0 | 0 |  | 0 | 0 | 3898.582 | 19.343
E02000043 | Barnet 020 | 267.6944 | 6756.6625 |  |  | 0 | 589.8284 | 5729.9703 | 140 | 0 | 0 | 0 | 0 | 0 |  | 0 | 0 | 11970.6713 | 25.4548
E02000044 | Barnet 021 | 251.0381 | 6865.8125 |  |  | 0 | 3385.2 | 5729.9703 | 280 | 0 | 0 | 0 | 0 | 0 |  | 0 | 0 | 0 | 16.512
E02000045 | Barnet 022 | 425.4575 | 8956.5438 |  |  | 0 | 3417.75 | 14156.4928 | 140 | 0 | 0 | 1998.0999 | 0 | 0 |  | 0 | 0 | 16384.8366 | 45.4792
E02000046 | Barnet 023 | 32.6311 | 928.7318 |  |  | 0 | 4524.45 | 9805.6441 | 140 | 0 | 0 | 1709.295 | 0 | 0 |  | 0 | 0 | 0 | 17.1408
E02000047 | Barnet 024 | 358.4019 | 9621.1562 |  |  | 0 | 3450.3 | 5191.7963 | 0 | 0 | 0 | 0 | 0 | 0 |  | 0 | 0 | 0 | 18.6217
E02000048 | Barnet 025 | 1371.9956 | 38268.8688 |  |  | 0 | 3255 | 10130.3343 | 0 | 0 | 559.5 | 288.8049 | 0 | 0 |  | 0 | 0 | 0 | 53.8745
E02000049 | Barnet 026 | 114.0831 | 3246.9812 |  |  | 0 | 589.8284 | 701.3308 | 0 | 0 | 0 | 0 | 0 | 0 |  | 0 | 0 | 0 | 4.6522
E02000050 | Barnet 027 | 243.75 | 926.85 |  |  | 0 | 589.8284 | 10000.4582 | 140 | 0 | 559.5 | 0 | 0 | 0 |  | 0 | 0 | 0 | 12.4604
E02000051 | Barnet 028 | 36.1202 | 1028.0362 |  |  | 0 | 4491.9 | 4643.0699 | 0 | 0 | 0 | 0 | 0 | 0 |  | 0 | 0 | 0 | 10.1991
E02000052 | Barnet 029 | 39.9944 | 968.1024 |  |  | 0 | 3710.7 | 5360.6352 | 0 | 0 | 0 | 0 | 0 | 0 |  | 0 | 0 | 0 | 10.0794
E02000053 | Barnet 030 | 351.4794 | 9086.7375 |  |  | 0 | 477.4 | 5740.5228 | 0 | 0 | 0 | 0 | 0 | 0 |  | 0 | 0 | 0 | 15.6561
E02000054 | Barnet 031 | 366.5188 | 10099.8438 |  |  | 0 | 3450.3 | 4347.6018 | 0 | 0 | 0 | 0 | 0 | 0 |  | 0 | 0 | 0 | 18.2643
E02000055 | Barnet 032 | 30.4363 | 866.2625 |  |  | 0 | 3547.95 | 4516.4407 | 280 | 0 | 0 | 577.6099 | 0 | 0 |  | 0 | 0 | 0 | 9.8187
E02000056 | Barnet 033 | 215.3618 | 5408.7223 |  |  | 0 | 589.8284 | 5993.7811 | 0 | 0 | 559.5 | 0 | 0 | 0 |  | 0 | 0 | 0 | 12.7672
E02000057 | Barnet 034 | 181.4231 | 5163.5813 |  |  | 0 | 589.8284 | 4220.9726 | 280 | 0 | 0 | 0 | 0 | 0 |  | 0 | 0 | 0 | 10.4358
E02000058 | Barnet 035 | 32.6597 | 407.613 |  |  | 0 | 4198.95 | 10584.9006 | 0 | 0 | 559.5 | 288.8049 | 0 | 0 |  | 0 | 0 | 0 | 16.0724
E02000059 | Barnet 036 | 745.8831 | 19191.9 |  |  | 0 | 3287.55 | 5656.1033 | 0 | 0 | 0 | 144.4025 | 0 | 0 |  | 0 | 0 | 4002.5652 | 33.0284
E02000060 | Barnet 037 | 81.2744 | 2291.4563 |  |  | 0 | 6553.4 | 4643.0699 | 0 | 0 | 0 | 144.4025 | 0 | 0 |  | 0 | 0 | 0 | 13.7136
E02000061 | Barnet 038 | 60.2507 | 1379.5157 |  |  | 0 | 4101.3 | 11429.0951 | 140 | 0 | 0 | 144.4025 | 0 | 0 |  | 0 | 0 | 0 | 17.2546
E02000062 | Barnet 039 | 361.9931 | 9641.9688 |  |  | 0 | 589.8284 | 22208.8099 | 140 | 0 | 0 | 1998.0999 | 0 | 0 |  | 0 | 0 | 14941.6759 | 49.8824
E02000063 | Barnet 040 | 321.1569 | 6914.8375 |  |  | 0 | 466.55 | 5729.9703 | 0 | 0 | 0 | 0 | 0 | 0 |  | 0 | 0 | 0 | 13.4325
E02000064 | Barnet 041 | 203.7506 | 5793.9688 |  |  | 0 | 439.425 | 4516.4407 | 140 | 0 | 0 | 0 | 0 | 0 |  | 0 | 0 | 0 | 11.0936
E02000065 | Bexley 001 | 1848.0475 | 52598.275 |  | 187357.1321 | 0 | 428.575 | 4301.5548 | 0 | 0 | 0 | 0 | 0 | 1843653.6644 |  | 0 | 0 | 6192.9081 | 2096.3802
E02000066 | Bexley 002 | 366.99 | 10338.9562 |  |  | 0 | 465.465 | 4301.5548 | 0 | 0 | 0 | 0 | 0 | 0 |  | 0 | 0 | 6874.707 | 22.3477
E02000067 | Bexley 003 | 534.1131 | 13942.2938 |  |  | 1092372 | 3417.75 | 4685.2796 | 140 | 0 | 0 | 0 | 0 | 0 |  | 0 | 0 | 0 | 1115.0914
E02000068 | Bexley 004 | 222.8931 | 6342.4937 | 34339.2093 |  | 10713.8304 | 396.025 | 4305.3921 | 0 | 7789.7311 | 498.9873 | 577.6099 | 0 | 0 |  | 0 | 464.2511 | 0 | 65.6504
E02000069 | Bexley 005 | 430.8687 | 12185.025 |  |  | 0 | 465.465 | 1155.8971 | 0 | 0 | 0 | 0 | 0 | 0 |  | 0 | 0 | 0 | 14.2373
E02000070 | Bexley 006 | 200.1594 | 5186.7063 |  |  | 0 | 465.465 | 4301.5548 | 0 | 0 | 0 | 288.8049 | 0 | 0 |  | 0 | 0 | 0 | 10.4427
E02000071 | Bexley 007 | 151.4744 | 4274.8875 |  |  | 0 | 465.465 | 987.0582 | 0 | 0 | 0 | 288.8049 | 0 | 0 |  | 0 | 0 | 0 | 6.1677
E02000072 | Bexley 008 | 650.9181 | 18104.7938 |  |  | 0 | 358.05 | 883.1574 | 0 | 0 | 0 | 0 | 0 | 0 |  | 0 | 0 | 4523.2689 | 24.5202
E02000073 | Bexley 009 | 19.6706 | 306.6375 |  |  | 0 | 465.465 | 1142.9095 | 0 | 0 | 0 | 0 | 0 | 0 |  | 0 | 0 | 0 | 1.9347
E02000074 | Bexley 010 | 162.1587 | 3589.6937 |  |  | 0 | 303.8 | 4301.5548 | 0 | 0 | 0 | 0 | 0 | 0 |  | 0 | 0 | 11140.3812 | 19.4976
E02000075 | Bexley 011 | 134.81 | 3389.8938 |  |  | 0 | 465.465 | 5022.9574 | 0 | 0 | 0 | 0 | 0 | 0 |  | 0 | 0 | 0 | 9.0131
E02000076 | Bexley 012 | 527.2881 | 13357 |  |  | 0 | 465.465 | 935.1078 | 0 | 0 | 0 | 0 | 0 | 0 |  | 0 | 0 | 12562.6665 | 27.8475
E02000077 | Bexley 013 | 56.5175 | 1394.4375 |  |  | 0 | 465.465 | 1026.021 | 0 | 0 | 0 | 0 | 0 | 0 |  | 0 | 0 | 0 | 2.9424
E02000078 | Bexley 014 | 271.6756 | 7011.2688 |  |  | 0 | 465.465 | 4220.9726 | 0 | 0 | 0 | 0 | 0 | 0 |  | 0 | 0 | 2991.8801 | 14.9613
E02000079 | Bexley 015 | 84.8331 | 2414.4812 | 41898.7202 |  | 0 | 3352.65 | 10584.9006 | 140 | 0 | 0 | 1998.0999 | 0 | 0 |  | 0 | 1737.6965 | 0 | 62.2114
E02000080 | Bexley 016 | 9.7662 | 277.9625 |  |  | 0 | 455.7 | 1194.8599 | 140 | 0 | 0 | 866.4148 | 0 | 0 |  | 0 | 0 | 0 | 2.9447
E02000081 | Bexley 017 | 211.0082 | 5382.398 |  |  | 0 | 537.075 | 4938.538 | 0 | 0 | 0 | 0 | 0 | 0 |  | 0 | 0 | 2996.6066 | 14.0656
E02000082 | Bexley 018 | 51.7563 | 1470.75 |  |  | 0 | 465.465 | 1142.9095 | 0 | 0 | 0 | 0 | 0 | 0 |  | 0 | 0 | 0 | 3.1309
E02000083 | Bexley 019 | 63.3653 | 774.643 | 68496.4388 | 35336.9781 | 0 | 390.6 | 5909.3617 | 140 | 0 | 0 | 144.4025 | 0 | 0 |  | 0 | 1113.1609 | 3763.8765 | 116.1328
E02000084 | Bexley 020 | 526.9792 | 13780.6462 |  |  | 0 | 390.6 | 974.0706 | 140 | 0 | 0 | 1709.295 | 0 | 0 |  | 0 | 0 | 14554.8899 | 32.0765
E02000085 | Bexley 021 | 327.2814 | 8271.0708 |  |  | 0 | 465.465 | 1246.8104 | 0 | 0 | 0 | 0 | 0 | 0 |  | 0 | 0 | 0 | 10.3106
E02000086 | Bexley 022 | 234.6781 | 6494.2994 |  |  | 0 | 499.1 | 4389.8115 | 0 | 0 | 0 | 288.8049 | 0 | 0 |  | 0 | 0 | 2848.5093 | 14.7552
E02000087 | Bexley 023 | 862.3388 | 21804.7938 |  |  | 0 | 450.275 | 4432.0213 | 0 | 0 | 0 | 0 | 0 | 0 |  | 0 | 0 | 2934.3742 | 30.4838
E02000088 | Bexley 024 | 334.3693 | 8202.4715 |  |  | 0 | 465.465 | 4301.5548 | 0 | 0 | 0 | 0 | 0 | 0 |  | 0 | 0 | 9733.4571 | 23.0373
E02000089 | Bexley 025 | 179.01 | 2080.5563 |  |  | 0 | 465.465 | 4301.5548 | 0 | 0 | 0 | 0 | 0 | 0 |  | 0 | 0 | 3023.784 | 10.0504
E02000090 | Bexley 026 | 152.1552 | 3622.7154 |  |  | 0 | 531.65 | 4643.0699 | 0 | 0 | 0 | 1299.6222 | 0 | 0 |  | 0 | 0 | 3267.9869 | 13.5172
E02000091 | Bexley 027 | 380.2411 | 9599.1641 |  |  | 0 | 3255 | 4558.6504 | 0 | 7789.7311 | 263.8889 | 0 | 0 | 0 |  | 0 | 0 | 0 | 25.8467
E02000092 | Bexley 028 | 997.3352 | 26880.2562 |  |  | 0 | 3417.75 | 5909.3617 | 140 | 0 | 0 | 577.6099 | 0 | 0 |  | 29200 | 0 | 2377.4339 | 69.4997
E02000093 | Brent 001 | 106.6 | 3034 |  |  | 0 | 3775.8 | 1220.8352 | 0 | 0 | 0 | 577.6099 | 0 | 0 |  | 0 | 0 | 0 | 8.7148
E02000094 | Brent 002 | 123.0531 | 3502.2812 |  |  | 0 | 439.425 | 5909.3617 | 0 | 0 | 0 | 1709.295 | 0 | 0 |  | 0 | 0 | 0 | 11.6834
E02000095 | Brent 003 | 331.8656 | 8481.0938 |  |  | 0 | 4068.75 | 6162.62 | 0 | 0 | 0 | 144.4025 | 0 | 0 |  | 0 | 0 | 3362.5171 | 22.5512
E02000096 | Brent 004 | 293.2394 | 8111.325 |  |  | 0 | 3320.1 | 10649.8386 | 0 | 0 | 0 | 0 | 0 | 0 |  | 0 | 0 | 8185.1316 | 30.5596
E02000097 | Brent 005 | 1028.7631 | 28666.4437 |  |  | 0 | 606.1205 | 4727.4893 | 0 | 0 | 0 | 0 | 0 | 0 |  | 0 | 0 | 0 | 35.0288
E02000098 | Brent 006 | 667.0381 | 18832.075 |  |  | 0 | 3710.7 | 5061.9203 | 0 | 0 | 0 | 1709.295 | 0 | 0 |  | 0 | 0 | 2678.355 | 32.6594
E02000099 | Brent 007 | 103.7075 | 2951.675 |  |  | 0 | 606.1205 | 5061.9203 | 0 | 0 | 0 | 288.8049 | 0 | 0 |  | 0 | 0 | 2695.6855 | 11.7079
E02000100 | Brent 008 | 645.0113 | 18091.15 |  |  | 0 | 606.1205 | 5061.9203 | 140 | 0 | 0 | 0 | 0 | 0 |  | 0 | 0 | 0 | 24.5442
E02000101 | Brent 009 | 177.8075 | 4783.6375 |  |  | 0 | 606.1205 | 10584.9006 | 0 | 0 | 0 | 2286.9049 | 0 | 0 |  | 0 | 0 | 3029.6921 | 21.4691
E02000102 | Brent 010 | 395.655 | 10869.4438 |  |  | 0 | 537.075 | 688.3432 | 0 | 0 | 0 | 0 | 0 | 0 |  | 0 | 0 | 8549.0728 | 21.0396
E02000103 | Brent 011 | 475.5969 | 12707.65 |  |  | 0 | 606.1205 | 5061.9203 | 0 | 0 | 0 | 577.6099 | 21201.0221 | 0 |  | 0 | 0 | 8642.8152 | 49.2727
E02000104 | Brent 012 | 123.7275 | 3521.475 |  |  | 0 | 3775.8 | 1000.0458 | 0 | 0 | 0 | 0 | 0 | 0 |  | 0 | 0 | 7483.245 | 15.9043
E02000105 | Brent 013 | 491.2619 | 13727.925 |  |  | 0 | 531.65 | 5107.3769 | 420 | 0 | 0 | 0 | 0 | 0 |  | 0 | 0 | 0 | 20.2782
E02000106 | Brent 014 | 66.4381 | 1676.1 |  |  | 0 | 606.1205 | 5402.845 | 0 | 0 | 0 | 0 | 0 | 0 |  | 0 | 0 | 0 | 7.7515
E02000107 | Brent 015 | 75.4569 | 2147.6188 |  |  | 0 | 3450.3 | 4727.4893 | 0 | 0 | 0 | 288.8049 | 0 | 0 |  | 0 | 0 | 0 | 10.6897
E02000108 | Brent 016 | 163.9706 | 4485.325 |  |  | 0 | 606.1205 | 5061.9203 | 0 | 0 | 0 | 0 | 0 | 0 |  | 0 | 0 | 0 | 10.3173
E02000109 | Brent 017 | 220.9756 | 6151.7125 |  |  | 0 | 4101.3 | 5061.9203 | 0 | 0 | 0 | 577.6099 | 0 | 0 |  | 0 | 0 | 2924.5273 | 19.038
E02000110 | Brent 018 | 110.6219 | 3097.3625 |  |  | 0 | 606.1205 | 1259.798 | 0 | 0 | 0 | 0 | 0 | 0 |  | 0 | 0 | 0 | 5.0739
E02000111 | Brent 019 | 129.09 | 3674.1 |  |  | 0 | 3417.75 | 4896.3283 | 0 | 0 | 0 | 0 | 0 | 0 |  | 0 | 0 | 0 | 12.1173
E02000112 | Brent 020 | 162.435 | 4149.55 |  |  | 0 | 3971.1 | 1168.8847 | 0 | 0 | 0 | 0 | 0 | 0 |  | 0 | 0 | 3140.3712 | 12.5923
E02000113 | Brent 021 | 243.6037 | 5842.3 |  |  | 92400 | 606.1205 | 5061.9203 | 0 | 0 | 0 | 1709.295 | 0 | 0 |  | 0 | 0 | 3280.9848 | 109.1442
E02000114 | Brent 022 | 0.33313 | 9.4812 |  |  | 0 | 488.25 | 9870.5822 | 0 | 0 | 0 | 577.6099 | 0 | 0 |  | 0 | 0 | 0 | 10.9463
E02000115 | Brent 023 | 20.7025 | 589.225 |  |  | 0 | 3320.1 | 5061.9203 | 0 | 0 | 0 | 433.2074 | 0 | 0 |  | 0 | 0 | 0 | 9.4252
E02000116 | Brent 024 | 144.0861 | 4021.5922 |  |  | 0 | 3906 | 5234.0061 | 140 | 0 | 0 | 0 | 0 | 0 |  | 0 | 0 | 0 | 13.4457
E02000117 | Brent 025 | 67.5512 | 1617.3625 |  |  | 0 | 3515.4 | 1168.8847 | 0 | 0 | 0 | 0 | 0 | 0 |  | 0 | 0 | 0 | 6.3692
E02000118 | Brent 026 | 162.4106 | 4415.7188 |  |  | 0 | 3515.4 | 4727.4893 | 0 | 0 | 0 | 0 | 0 | 0 |  | 0 | 0 | 3353.458 | 16.1745
E02000119 | Brent 027 | 551.3787 | 15492.3625 | 176249.6241 |  | 0 | 4589.55 | 10000.4582 | 0 | 0 | 0 | 0 | 167904.5231 | 0 |  | 0 | 2947.8448 | 2273.4507 | 380.0092
E02000120 | Brent 028 | 14.9663 | 425.9625 |  |  | 0 | 3580.5 | 10584.9006 | 140 | 0 | 0 | 433.2074 | 0 | 0 |  | 0 | 0 | 2962.7333 | 18.1423
E02000121 | Brent 029 | 240.0775 | 6697 |  |  | 0 | 606.1205 | 13247.3603 | 0 | 0 | 0 | 144.4025 | 0 | 0 |  | 0 | 0 | 5875.8382 | 26.8108
E02000122 | Brent 030 | 89.0175 | 2468.5938 |  |  | 0 | 606.1205 | 1168.8847 | 0 | 0 | 0 | 0 | 0 | 0 |  | 0 | 0 | 0 | 4.3326
E02000123 | Brent 031 | 19.565 | 426.6562 |  |  | 0 | 509.95 | 1142.9095 | 140 | 0 | 0 | 288.8049 | 0 | 0 |  | 0 | 0 | 14236.2445 | 16.7641
E02000124 | Brent 032 | 132.1894 | 3762.3134 | 22893.3644 |  | 0 | 6944 | 4600.8602 | 420 | 0 | 0 | 144.4025 | 0 | 0 |  | 0 | 1542.0891 | 3139.1896 | 43.5784
E02000125 | Brent 033 | 1.5199 | 43.2591 |  |  | 0 | 606.1205 | 4811.9088 | 0 | 0 | 0 | 0 | 0 | 0 |  | 0 | 0 | 6101.1351 | 11.5639
E02000126 | Brent 034 | 62.4 | 1776 |  |  | 0 | 3743.25 | 4432.0213 | 0 | 0 | 0 | 0 | 0 | 0 |  | 0 | 0 | 2421.1541 | 12.4348
E02000127 | Bromley 001 | 17.8953 | 16.9964 |  |  | 0 | 526.4609 | 1155.8971 | 0 | 0 | 0 | 288.8049 | 0 | 0 |  | 0 | 0 | 3457.8351 | 5.4639
E02000128 | Bromley 002 | 671.8969 | 17913.3187 |  |  | 0 | 3613.05 | 5613.8936 | 0 | 0 | 0 | 144.4025 | 0 | 0 |  | 0 | 0 | 0 | 27.9566
E02000129 | Bromley 003 | 1043.3391 | 27889.4351 |  |  | 0 | 526.4609 | 5065.1672 | 0 | 0 | 0 | 288.8049 | 0 | 0 |  | 0 | 0 | 3045.0533 | 37.8583
E02000130 | Bromley 004 | 311.0656 | 6266.875 |  |  | 0 | 526.4609 | 1285.7732 | 0 | 0 | 0 | 288.8049 | 0 | 0 |  | 0 | 0 | 6131.8574 | 14.8108
E02000131 | Bromley 005 | 19.5081 | 552.225 |  |  | 0 | 417.725 | 883.1574 | 0 | 0 | 0 | 144.4025 | 0 | 0 |  | 0 | 0 | 0 | 2.017
E02000132 | Bromley 006 | 528.3362 | 15035.1812 |  |  | 0 | 493.675 | 6078.2006 | 0 | 0 | 0 | 1155.2197 | 0 | 0 |  | 0 | 0 | 3470.833 | 26.7614
E02000133 | Bromley 007 | 31.6773 | 90.5911 | 41376.1619 |  | 0 | 526.4609 | 4474.231 | 0 | 0 | 0 | 0 | 0 | 0 |  | 0 | 1598.524 | 6045.5986 | 54.1432
E02000134 | Bromley 008 | 118.882 | 2515.9145 | 260291.2119 |  | 0 | 4003.65 | 15325.3776 | 0 | 0 | 0 | 288.8049 | 0 | 0 |  | 0 | 6035.8199 | 4283.0047 | 292.8627
E02000135 | Bromley 009 | 307.1006 | 8740.5562 |  |  | 0 | 396.025 | 1000.0458 | 0 | 0 | 0 | 144.4025 | 0 | 0 |  | 0 | 0 | 0 | 10.5881
E02000136 | Bromley 010 | 1333.7675 | 37398.2125 |  |  | 0 | 499.1 | 12662.9179 | 0 | 0 | 0 | 0 | 0 | 0 |  | 0 | 0 | 0 | 51.894
E02000137 | Bromley 011 | 285.35 | 8121.5 |  |  | 0 | 526.4609 | 5132.4389 | 0 | 0 | 0 | 0 | 0 | 0 |  | 0 | 0 | 6233.4773 | 20.2992
E02000138 | Bromley 012 | 257.985 | 6636.1812 |  |  | 0 | 3482.85 | 1168.8847 | 0 | 0 | 0 | 0 | 0 | 0 |  | 0 | 0 | 0 | 11.5459
E02000139 | Bromley 013 | 497.1606 | 11007.2687 |  |  | 0 | 531.65 | 4347.6018 | 0 | 0 | 0 | 0 | 0 | 0 |  | 0 | 0 | 5911.6809 | 22.2954
E02000140 | Bromley 014 | 246.8944 | 6772.1562 |  |  | 0 | 3873.45 | 4305.3921 | 0 | 0 | 0 | 144.4025 | 0 | 0 |  | 0 | 0 | 3130.9182 | 18.4732
E02000141 | Bromley 015 | 41.3644 | 417.6375 |  |  | 0 | 450.275 | 4474.231 | 0 | 0 | 0 | 0 | 0 | 0 |  | 0 | 0 | 0 | 5.3835
E02000142 | Bromley 016 | 26.4075 | 17.6107 |  |  | 0 | 488.25 | 5782.7325 | 0 | 0 | 0 | 1709.295 | 0 | 0 |  | 0 | 0 | 3290.044 | 11.3143
E02000143 | Bromley 017 | 395.5981 | 9655.3813 |  |  | 0 | 537.075 | 9870.5822 | 0 | 0 | 0 | 1709.295 | 0 | 0 |  | 0 | 0 | 0 | 22.1679
E02000144 | Bromley 018 | 255.515 | 6860.4937 |  |  | 0 | 3971.1 | 11299.219 | 0 | 0 | 0 | 288.8049 | 0 | 0 |  | 0 | 0 | 9738.1836 | 32.4133
E02000145 | Bromley 019 | 3483.6344 | 98703.05 |  |  | 0 | 526.4609 | 15130.5634 | 0 | 0 | 0 | 1709.295 | 0 | 0 |  | 0 | 0 | 3104.5285 | 122.6575
E02000146 | Bromley 020 | 625.6087 | 16891.1937 |  |  | 0 | 537.075 | 1259.798 | 0 | 0 | 0 | 0 | 0 | 0 |  | 0 | 0 | 0 | 19.3137
E02000147 | Bromley 021 | 54.7625 | 1545.9062 |  |  | 0 | 526.4609 | 5132.4389 | 0 | 0 | 0 | 0 | 0 | 0 |  | 0 | 0 | 0 | 7.2596
E02000148 | Bromley 022 | 462.1175 | 12984.6875 |  |  | 0 | 3352.65 | 5318.4255 | 0 | 0 | 0 | 577.6099 | 0 | 0 |  | 0 | 0 | 5180.2536 | 27.8757
E02000149 | Bromley 023 | 292.3213 | 6568.425 |  |  | 0 | 526.4609 | 10130.3343 | 0 | 0 | 0 | 0 | 0 | 0 |  | 0 | 0 | 3037.9635 | 20.5555
E02000150 | Bromley 024 | 1174.2981 | 32988.7375 |  |  | 0 | 526.4609 | 1142.9095 | 0 | 0 | 0 | 144.4025 | 0 | 0 |  | 0 | 0 | 0 | 35.9768
E02000151 | Bromley 025 | 156.5687 | 4155.7937 |  |  | 0 | 526.4609 | 5132.4389 | 0 | 0 | 0 | 0 | 0 | 0 |  | 0 | 0 | 6163.3675 | 16.1346
E02000152 | Bromley 026 | 977.2669 | 26638.3812 |  |  | 0 | 526.4609 | 1026.021 | 0 | 0 | 0 | 0 | 0 | 0 |  | 0 | 0 | 0 | 29.1681
E02000153 | Bromley 027 | 553.6294 | 14752.5938 |  |  | 0 | 526.4609 | 5132.4389 | 0 | 0 | 0 | 144.4025 | 0 | 0 |  | 0 | 0 | 3115.557 | 24.2251
E02000154 | Bromley 028 | 137.41 | 3894.4812 |  |  | 0 | 3613.05 | 4811.9088 | 0 | 0 | 0 | 144.4025 | 0 | 0 |  | 0 | 0 | 3109.255 | 15.7105
E02000155 | Bromley 029 | 78.7599 | 2241.6271 |  |  | 0 | 499.1 | 1259.798 | 0 | 0 | 0 | 0 | 0 | 0 |  | 0 | 0 | 2809.1217 | 6.8884
E02000156 | Bromley 030 | 1159.5756 | 31873.4188 |  |  | 0 | 515.375 | 4896.3283 | 140 | 0 | 0 | 722.0123 | 0 | 0 |  | 0 | 0 | 10499.5454 | 49.8063
E02000157 | Bromley 031 | 143.6744 | 4089.1937 |  |  | 0 | 526.4609 | 5132.4389 | 0 | 0 | 0 | 0 | 0 | 0 |  | 0 | 0 | 0 | 9.8918
E02000158 | Bromley 032 | 427.8462 | 12177.1625 |  |  | 0 | 526.4609 | 948.0954 | 0 | 0 | 0 | 0 | 0 | 0 |  | 0 | 0 | 3001.727 | 17.0813
E02000159 | Bromley 033 | 64.35 | 583.675 |  |  | 0 | 526.225 | 11039.4669 | 0 | 0 | 0 | 1853.6975 | 0 | 0 |  | 0 | 0 | 2756.7362 | 16.8242
E02000160 | Bromley 034 | 803.7413 | 22875.7125 |  |  | 0 | 537.075 | 4305.3921 | 0 | 0 | 0 | 0 | 0 | 0 |  | 0 | 0 | 21623.3838 | 50.1453
E02000161 | Bromley 035 | 73.6775 | 2025.9813 |  |  | 0 | 526.4609 | 5132.4389 | 0 | 0 | 0 | 0 | 0 | 0 |  | 0 | 0 | 3371.1824 | 11.1297
E02000162 | Bromley 036 | 487.4171 | 12183.5908 |  |  | 0 | 526.225 | 5132.4389 | 0 | 0 | 0 | 0 | 0 | 0 |  | 0 | 0 | 2683.8692 | 21.0135
E02000163 | Bromley 037 | 2206.3925 | 62327.8875 |  |  | 0 | 477.4 | 4305.3921 | 0 | 0 | 0 | 288.8049 | 0 | 0 |  | 0 | 0 | 3040.7207 | 72.6466
E02000164 | Bromley 038 | 283.795 | 7478.7667 |  |  | 0 | 358.05 | 5107.3769 | 0 | 0 | 0 | 433.2074 | 0 | 0 |  | 0 | 0 | 4768.6535 | 18.4298
E02000165 | Bromley 039 | 157.8931 | 4493.8813 |  |  | 0 | 526.4609 | 1116.9343 | 0 | 0 | 0 | 0 | 0 | 0 |  | 0 | 0 | 2822.1196 | 9.1173
E02000166 | Camden 001 | 887.1737 | 24724.2358 |  |  | 0 | 4361.7 | 10130.3343 | 0 | 0 | 0 | 144.4025 | 0 | 0 |  | 0 | 0 | 12983.7196 | 53.2316
E02000167 | Camden 002 | 123.1006 | 3180.1133 |  |  | 0 | 17477.915 | 25650.526 | 0 | 0 | 0 | 144.4025 | 0 | 0 |  | 0 | 0 | 11370.7985 | 57.9469
E02000168 | Camden 003 | 12.7644 | 363.2937 |  |  | 0 | 4198.95 | 5022.9574 | 560 | 0 | 0 | 144.4025 | 0 | 0 | 130.7704 | 0 | 0 | 3274.289 | 13.7074
E02000169 | Camden 004 | 35.5794 | 1012.6437 |  |  | 0 | 943.7413 | 18052.7753 | 0 | 0 | 0 | 144.4025 | 0 | 0 | 130.7704 | 0 | 0 | 0 | 20.3199
E02000170 | Camden 005 | 0 | 0 |  |  | 0 | 4752.3 | 5065.1672 | 0 | 0 | 0 | 0 | 0 | 0 |  | 0 | 0 | 0 | 9.8175
E02000171 | Camden 006 | 13.4062 | 381.5625 |  |  | 0 | 7291.2 | 12258.304 | 0 | 0 | 0 | 0 | 0 | 0 |  | 0 | 0 | 7323.7254 | 27.2682
E02000172 | Camden 007 | 36.7169 | 1011.025 |  |  | 0 | 4068.75 | 4727.4893 | 840 | 0 | 0 | 433.2074 | 0 | 0 | 261.5408 | 0 | 0 | 4495.3037 | 15.874
E02000173 | Camden 008 | 20.1419 | 573.2687 |  |  | 0 | 7334.6 | 13896.7407 | 0 | 0 | 0 | 0 | 0 | 0 |  | 0 | 0 | 5461.8748 | 27.2866
E02000174 | Camden 009 | 31.6306 | 900.2563 |  |  | 0 | 4231.5 | 5276.2158 | 0 | 0 | 0 | 0 | 0 | 0 |  | 0 | 0 | 3746.1521 | 14.1858
E02000175 | Camden 010 | 53.9906 | 1536.6562 | 33374.6872 |  | 0 | 4752.3 | 10649.8386 | 140 | 0 | 0 | 144.4025 | 0 | 0 |  | 0 | 1901.7573 | 3717.0053 | 56.2706
E02000176 | Camden 011 | 4.8506 | 111 |  |  | 0 | 8029 | 12258.304 | 0 | 0 | 0 | 0 | 0 | 0 |  | 0 | 0 | 0 | 20.4032
E02000177 | Camden 012 | 33.0037 | 939.3375 |  |  | 0 | 7161 | 5951.5714 | 420 | 0 | 0 | 288.8049 | 0 | 0 |  | 0 | 0 | 0 | 14.7937
E02000178 | Camden 013 | 54.2263 | 1543.3625 |  |  | 0 | 4394.25 | 5698.3131 | 0 | 0 | 0 | 288.8049 | 0 | 0 |  | 0 | 0 | 9848.4688 | 21.8274
E02000179 | Camden 014 | 23.725 | 536.9625 |  |  | 0 | 7378 | 11234.281 | 140 | 0 | 0 | 0 | 0 | 0 |  | 0 | 0 | 0 | 19.313
E02000180 | Camden 015 | 38.9106 | 1107.4562 |  |  | 0 | 4687.2 | 4516.4407 | 140 | 0 | 0 | 144.4025 | 0 | 0 |  | 0 | 0 | 3463.7432 | 14.0982
E02000181 | Camden 016 | 27.0725 | 770.525 |  |  | 0 | 943.7413 | 5191.7963 | 0 | 0 | 0 | 144.4025 | 0 | 0 |  | 0 | 0 | 3187.2424 | 10.2648
E02000182 | Camden 017 | 168.7024 | 4801.5298 |  |  | 0 | 8115.8 | 10130.3343 | 0 | 0 | 0 | 433.2074 | 0 | 0 | 261.5408 | 0 | 0 | 5530.4092 | 29.4415
E02000183 | Camden 018 | 167.7662 | 4774.8844 |  |  | 0 | 7985.6 | 14221.4309 | 0 | 0 | 0 | 577.6099 | 0 | 0 |  | 0 | 0 | 3379.0599 | 31.1064
E02000184 | Camden 019 | 9.4441 | 268.793 |  |  | 0 | 6770.4 | 11104.4049 | 140 | 0 | 0 | 144.4025 | 9194.3208 | 0 |  | 0 | 0 | 3803.2641 | 31.435
E02000185 | Camden 020 | 43.0787 | 1226.0875 |  |  | 0 | 4329.15 | 4938.538 | 140 | 0 | 0 | 0 | 0 | 0 |  | 0 | 0 | 3657.53 | 14.3344
E02000186 | Camden 021 | 11.2856 | 321.2063 | 86379.5703 |  | 0 | 20009.7625 | 16429.3242 | 840 | 0 | 0 | 722.0123 | 0 | 0 | 261.5408 | 0 | 4025.7103 | 2689.7774 | 131.6902
E02000187 | Camden 022 | 48.7196 | 1386.6335 | 96577.1091 |  | 0 | 8202.6 | 19806.1024 | 0 | 0 | 0 | 433.2074 | 0 | 0 | 261.5408 | 0 | 2489.5171 | 3431.0515 | 132.6365
E02000188 | Camden 023 | 64.7237 | 1625.6875 |  |  | 0 | 18539.6575 | 17533.2709 | 0 | 0 | 0 | 144.4025 | 0 | 0 | 261.5408 | 0 | 0 | 3315.6459 | 41.4849
E02000189 | Camden 024 | 2.4508 | 69.7534 |  |  | 0 | 7030.8 | 9740.7061 | 280 | 0 | 0 | 0 | 0 | 0 |  | 0 | 0 | 2892.6234 | 20.0163
E02000190 | Camden 025 | 76.107 | 2166.1225 |  |  | 0 | 8376.2 | 5993.7811 | 140 | 0 | 0 | 288.8049 | 0 | 0 |  | 0 | 0 | 3361.3355 | 20.4024
E02000191 | Camden 026 | 27.4788 | 782.0875 |  |  | 2219.2934 | 19193.0375 | 17143.6427 | 280 | 0 | 0 | 1010.8173 | 0 | 0 |  | 0 | 0 | 3371.9701 | 44.0283
E02000192 | Camden 027 | 2.2079 | 62.84 | 243510.0956 |  | 0 | 17396.2425 | 11753.7853 | 280 | 0 | 0 | 144.4025 | 0 | 0 |  | 0 | 4100.6708 | 2868.597 | 280.1188
E02000193 | Camden 028 | 0 | 0 | 59819.5922 |  | 1147.9104 | 19519.7275 | 20650.2969 | 840 | 0 | 0 | 722.0123 | 0 | 0 | 523.0816 | 0 | 2722.2411 | 3185.273 | 109.1301
E02000194 | Croydon 001 | 373.6606 | 10285.7687 |  |  | 0 | 347.2 | 4347.6018 | 280 | 0 | 0 | 144.4025 | 0 | 0 |  | 0 | 0 | 3007.6351 | 18.7863
E02000195 | Croydon 002 | 275.027 | 4523.3599 |  |  | 0 | 455.3259 | 779.2565 | 0 | 0 | 0 | 0 | 0 | 0 |  | 0 | 0 | 3351.4886 | 9.3845
E02000196 | Croydon 003 | 345.2962 | 8862.6562 |  |  | 0 | 287.525 | 4516.4407 | 0 | 0 | 0 | 0 | 0 | 0 |  | 0 | 0 | 2561.7678 | 16.5737
E02000197 | Croydon 004 | 88.6275 | 2522.475 |  |  | 0 | 303.8 | 1116.9343 | 280 | 0 | 0 | 433.2074 | 0 | 0 |  | 0 | 0 | 0 | 4.745
E02000198 | Croydon 005 | 60.5881 | 1270.2562 |  |  | 0 | 358.05 | 701.3308 | 140 | 0 | 0 | 0 | 0 | 0 |  | 0 | 0 | 0 | 2.5302
E02000199 | Croydon 006 | 181.285 | 5141.8438 |  |  | 0 | 455.3259 | 909.1326 | 0 | 0 | 0 | 144.4025 | 0 | 0 |  | 0 | 0 | 0 | 6.832
E02000200 | Croydon 007 | 314.2425 | 8943.825 |  |  | 0 | 526.225 | 1026.021 | 0 | 0 | 0 | 288.8049 | 0 | 0 |  | 0 | 0 | 0 | 11.0991
E02000201 | Croydon 008 | 70.1188 | 1986.4375 |  |  | 0 | 309.225 | 753.2813 | 0 | 0 | 0 | 0 | 0 | 0 |  | 0 | 0 | 0 | 3.1191
E02000202 | Croydon 009 | 48.7662 | 1387.9625 |  |  | 0 | 450.275 | 1077.9715 | 0 | 0 | 0 | 0 | 0 | 0 |  | 0 | 0 | 3767.0275 | 6.732
E02000203 | Croydon 010 | 143 | 2732.45 |  |  | 0 | 271.25 | 974.0706 | 280 | 0 | 0 | 1709.295 | 0 | 0 |  | 0 | 0 | 16526.6318 | 22.6367
E02000204 | Croydon 011 | 121.9969 | 2031.7625 |  |  | 0 | 379.75 | 1181.8723 | 0 | 0 | 559.5 | 722.0123 | 0 | 0 |  | 0 | 0 | 7330.0274 | 12.3269
E02000205 | Croydon 012 | 754.9913 | 21470.175 |  |  | 0 | 455.3259 | 318.1964 | 0 | 0 | 0 | 0 | 0 | 0 |  | 0 | 0 | 19017.1081 | 42.0158
E02000206 | Croydon 013 | 160.0706 | 2954.45 |  |  | 0 | 466.55 | 844.1945 | 0 | 0 | 0 | 0 | 0 | 0 |  | 0 | 0 | 0 | 4.4253
E02000207 | Croydon 014 | 401.31 | 11223.95 |  |  | 0 | 423.15 | 792.2441 | 0 | 0 | 0 | 144.4025 | 0 | 0 |  | 0 | 0 | 0 | 12.9851
E02000208 | Croydon 015 | 52.8044 | 1498.5 |  |  | 0 | 385.175 | 1285.7732 | 0 | 0 | 0 | 0 | 0 | 0 |  | 0 | 0 | 0 | 3.2223
E02000209 | Croydon 016 | 157.2431 | 4475.3813 |  |  | 0 | 455.3259 | 5107.3769 | 0 | 0 | 0 | 0 | 0 | 0 |  | 0 | 0 | 3389.3007 | 13.5846
E02000210 | Croydon 017 | 30.7125 | 874.125 |  |  | 0 | 330.925 | 1026.021 | 0 | 0 | 0 | 0 | 0 | 0 |  | 0 | 0 | 0 | 2.2618
E02000211 | Croydon 018 | 380.9569 | 7622.6938 |  |  | 0 | 455.3259 | 1210.6025 | 0 | 0 | 0 | 144.4025 | 0 | 0 |  | 0 | 0 | 0 | 9.814
E02000212 | Croydon 019 | 54.3075 | 1545.675 |  |  | 35000 | 455.3259 | 10390.0865 | 0 | 0 | 498.9873 | 144.4025 | 0 | 0 |  | 0 | 0 | 3136.8263 | 51.2256
E02000213 | Croydon 020 | 68.2825 | 1943.425 |  |  | 0 | 526.225 | 16559.2003 | 140 | 0 | 0 | 866.4148 | 0 | 0 |  | 0 | 0 | 13339.7833 | 33.4433
E02000214 | Croydon 021 | 236.1206 | 5483.1687 |  |  | 0 | 3743.25 | 1210.6025 | 0 | 0 | 0 | 0 | 0 | 0 |  | 0 | 0 | 0 | 10.6731
E02000215 | Croydon 022 | 32.0613 | 912.5125 |  |  | 0 | 3808.35 | 948.0954 | 0 | 0 | 0 | 433.2074 | 0 | 0 |  | 0 | 0 | 0 | 6.1342
E02000216 | Croydon 023 | 798.33 | 21899.375 |  |  | 0 | 455.3259 | 1210.6025 | 0 | 0 | 0 | 288.8049 | 0 | 0 |  | 0 | 0 | 0 | 24.6524
E02000217 | Croydon 024 | 250.9487 | 7142.3875 |  |  | 0 | 509.95 | 6120.4103 | 140 | 0 | 0 | 1998.0999 | 0 | 0 |  | 0 | 0 | 3218.7525 | 19.3805
E02000218 | Croydon 025 | 110.7194 | 3151.2438 |  |  | 0 | 455.3259 | 1210.6025 | 140 | 0 | 0 | 144.4025 | 0 | 0 |  | 0 | 0 | 0 | 5.2123
E02000219 | Croydon 026 | 1744.5764 | 49653.3273 |  |  | 0 | 520.8 | 4558.6504 | 140 | 0 | 0 | 288.8049 | 0 | 0 |  | 0 | 0 | 0 | 56.9062
E02000220 | Croydon 027 | 165.9694 | 4723.7437 |  |  | 0 | 3547.95 | 4516.4407 | 140 | 0 | 0 | 288.8049 | 0 | 0 |  | 0 | 0 | 3616.1731 | 16.9991
E02000221 | Croydon 028 | 1168.7894 | 33141.1312 |  |  | 0 | 493.675 | 6247.0395 | 560 | 0 | 0 | 0 | 12223.0382 | 0 |  | 0 | 0 | 6626.9592 | 60.4606
E02000222 | Croydon 029 | 288.0962 | 8199.6625 |  |  | 0 | 3515.4 | 883.1574 | 140 | 0 | 0 | 0 | 0 | 0 |  | 0 | 0 | 5819.1201 | 18.8454
E02000223 | Croydon 030 | 230.6444 | 6564.4937 |  |  | 0 | 455.3259 | 259.7522 | 0 | 0 | 0 | 0 | 0 | 0 |  | 0 | 0 | 0 | 7.5102
E02000224 | Croydon 031 | 158.5838 | 3140.375 |  |  | 0 | 466.55 | 1064.9839 | 140 | 0 | 0 | 0 | 0 | 0 |  | 0 | 0 | 8176.4663 | 13.147
E02000225 | Croydon 032 | 479.9681 | 12963.4125 |  |  | 0 | 260.4 | 1210.6025 | 280 | 0 | 0 | 0 | 0 | 0 |  | 0 | 0 | 0 | 15.1944
E02000226 | Croydon 033 | 935.74 | 26632.6 |  |  | 0 | 450.275 | 5191.7963 | 0 | 0 | 0 | 433.2074 | 0 | 0 |  | 0 | 0 | 0 | 33.6436
E02000227 | Croydon 034 | 1.492 | 42.4657 |  |  | 0 | 455.3259 | 1210.6025 | 140 | 0 | 0 | 0 | 0 | 0 |  | 0 | 0 | 0 | 1.8499
E02000228 | Croydon 035 | 569.5381 | 15747.6625 |  |  | 0 | 455.3259 | 1210.6025 | 0 | 0 | 0 | 288.8049 | 0 | 0 |  | 0 | 0 | 0 | 18.2719
E02000229 | Croydon 036 | 239.3462 | 6672.2563 |  |  | 0 | 455.3259 | 1142.9095 | 0 | 0 | 0 | 0 | 0 | 0 |  | 0 | 0 | 0 | 8.5098
E02000230 | Croydon 037 | 208.4794 | 4292.6938 |  |  | 0 | 3515.4 | 6247.0395 | 140 | 0 | 0 | 1709.295 | 0 | 0 |  | 0 | 0 | 8598.7011 | 24.7116
E02000231 | Croydon 038 | 42.5019 | 1209.6688 |  |  | 0 | 455.3259 | 1210.6025 | 280 | 0 | 0 | 288.8049 | 0 | 0 |  | 0 | 0 | 5442.5749 | 8.9295
E02000232 | Croydon 039 | 1429.3663 | 40681.9625 |  |  | 0 | 455.3259 | 1210.6025 | 140 | 0 | 0 | 288.8049 | 0 | 0 |  | 0 | 0 | 0 | 44.2061
E02000233 | Croydon 040 | 106.5594 | 3032.8438 |  |  | 0 | 3645.6 | 688.3432 | 0 | 0 | 0 | 0 | 0 | 0 |  | 0 | 0 | 0 | 7.4733
E02000234 | Croydon 041 | 764.79 | 20702.425 |  |  | 0 | 3482.85 | 1000.0458 | 0 | 0 | 0 | 0 | 0 | 0 |  | 0 | 0 | 2953.6741 | 28.9038
E02000235 | Croydon 042 | 1610.9925 | 45032.0062 |  |  | 0 | 455.3259 | 1210.6025 | 0 | 0 | 0 | 0 | 0 | 0 |  | 0 | 0 | 0 | 48.3089
E02000236 | Croydon 043 | 719.6719 | 20182.3438 |  |  | 0 | 439.425 | 792.2441 | 0 | 0 | 0 | 0 | 0 | 0 |  | 0 | 0 | 2863.0827 | 24.9968
E02000237 | Croydon 044 | 728.5769 | 20736.4188 |  |  | 0 | 488.25 | 1210.6025 | 0 | 0 | 0 | 0 | 0 | 0 |  | 0 | 0 | 2861.5072 | 26.0254
E02000238 | Ealing 001 | 273.7556 | 7780.4062 |  |  | 0 | 623.875 | 5660.6258 | 280 | 0 | 0 | 288.8049 | 0 | 0 |  | 0 | 0 | 0 | 14.9075
E02000239 | Ealing 002 | 1647.5794 | 46051.125 |  |  | 0 | 358.05 | 1194.8599 | 0 | 0 | 0 | 0 | 0 | 0 |  | 0 | 0 | 0 | 49.2516
E02000240 | Ealing 003 | 656.3294 | 18668.8125 |  |  | 0 | 4133.85 | 5660.6258 | 0 | 0 | 0 | 288.8049 | 0 | 0 |  | 0 | 0 | 0 | 29.4084
E02000241 | Ealing 004 | 268.2956 | 6510.8438 |  |  | 0 | 623.875 | 5276.2158 | 0 | 0 | 0 | 0 | 0 | 0 |  | 0 | 0 | 2405.3991 | 15.0846
E02000242 | Ealing 005 | 34.2631 | 519.3875 |  |  | 0 | 509.95 | 6204.8298 | 0 | 0 | 0 | 0 | 0 | 0 |  | 0 | 0 | 2429.0316 | 9.6975
E02000243 | Ealing 006 | 1100.0844 | 30955.8187 |  |  | 0 | 6510 | 4516.4407 | 0 | 0 | 0 | 0 | 0 | 0 |  | 0 | 0 | 3013.9371 | 46.0963
E02000244 | Ealing 007 | 641.3875 | 18254.875 |  |  | 0 | 623.875 | 10844.6528 | 0 | 0 | 0 | 1709.295 | 0 | 0 |  | 0 | 0 | 4964.4097 | 37.0385
E02000245 | Ealing 008 | 1063.9931 | 30260.45 |  |  | 0 | 623.875 | 5660.6258 | 0 | 0 | 0 | 0 | 0 | 0 |  | 0 | 0 | 0 | 37.6089
E02000246 | Ealing 009 | 1068.9088 | 30067.3563 |  |  | 0 | 4003.65 | 5782.7325 | 0 | 0 | 0 | 433.2074 | 0 | 0 |  | 0 | 0 | 3188.0302 | 44.5439
E02000247 | Ealing 010 | 441.4231 | 12563.5812 |  |  | 0 | 537.075 | 4432.0213 | 140 | 0 | 0 | 0 | 0 | 0 |  | 0 | 0 | 6714.3996 | 24.8285
E02000248 | Ealing 011 | 321.5387 | 8475.775 |  |  | 0 | 3938.55 | 5660.6258 | 0 | 0 | 0 | 0 | 0 | 0 |  | 0 | 0 | 0 | 18.3965
E02000249 | Ealing 012 | 225.0219 | 4831.275 |  |  | 0 | 504.525 | 5360.6352 | 0 | 0 | 0 | 866.4148 | 0 | 0 |  | 0 | 0 | 9207.633 | 20.9955
E02000250 | Ealing 013 | 272.5856 | 6722.6687 |  |  | 0 | 623.875 | 5660.6258 | 0 | 0 | 0 | 0 | 0 | 0 |  | 0 | 0 | 0 | 13.2798
E02000251 | Ealing 014 | 181.3988 | 4890.9375 |  |  | 0 | 623.875 | 5660.6258 | 140 | 0 | 0 | 0 | 0 | 0 |  | 0 | 0 | 0 | 11.4968
E02000252 | Ealing 015 | 147.2169 | 4060.75 |  |  | 0 | 531.65 | 5660.6258 | 280 | 0 | 498.9873 | 1853.6975 | 27781.2713 | 0 |  | 29200 | 0 | 3353.458 | 73.3677
E02000253 | Ealing 016 | 298.545 | 7983.4438 |  |  | 0 | 623.875 | 5660.6258 | 140 | 0 | 0 | 288.8049 | 0 | 0 |  | 0 | 0 | 3687.0707 | 18.6824
E02000254 | Ealing 017 | 291.9556 | 8104.3875 |  |  | 0 | 623.875 | 5191.7963 | 0 | 0 | 0 | 0 | 0 | 0 |  | 0 | 0 | 0 | 14.212
E02000255 | Ealing 018 | 577.6794 | 15174.3937 |  |  | 0 | 4036.2 | 5660.6258 | 140 | 0 | 0 | 288.8049 | 0 | 0 |  | 0 | 0 | 3506.2818 | 29.384
E02000256 | Ealing 019 | 30.6881 | 873.4312 |  |  | 0 | 7508.2 | 5445.0547 | 140 | 0 | 0 | 0 | 0 | 0 |  | 0 | 0 | 0 | 13.9974
E02000257 | Ealing 020 | 272.2362 | 7748.2625 |  |  | 0 | 4622.1 | 16364.3862 | 140 | 0 | 0 | 1010.8173 | 0 | 0 |  | 0 | 0 | 0 | 30.1578
E02000258 | Ealing 021 | 221.3494 | 5483.6313 |  |  | 0 | 623.875 | 5660.6258 | 0 | 0 | 0 | 0 | 0 | 0 |  | 0 | 0 | 0 | 11.9895
E02000259 | Ealing 022 | 721.6463 | 19686.0812 |  |  | 0 | 623.875 | 5660.6258 | 0 | 0 | 0 | 0 | 0 | 0 |  | 0 | 0 | 2273.8446 | 28.9661
E02000260 | Ealing 023 | 174.0863 | 4199.5 |  |  | 0 | 504.525 | 14870.8113 | 420 | 0 | 0 | 288.8049 | 0 | 0 |  | 0 | 0 | 0 | 20.4577
E02000261 | Ealing 024 | 386.62 | 10139.85 |  |  | 0 | 3255 | 1181.8723 | 140 | 0 | 0 | 288.8049 | 0 | 0 |  | 0 | 0 | 3717.3992 | 19.1095
E02000262 | Ealing 025 | 45.6138 | 1298.2375 |  |  | 0 | 3482.85 | 4305.3921 | 280 | 0 | 0 | 2286.9049 | 0 | 0 |  | 0 | 0 | 0 | 11.699
E02000263 | Ealing 026 | 380.8269 | 10590.7875 |  |  | 0 | 3678.15 | 11039.4669 | 140 | 0 | 0 | 0 | 0 | 0 |  | 0 | 0 | 0 | 25.8292
E02000264 | Ealing 027 | 356.2406 | 9982.8312 |  |  | 0 | 3775.8 | 5191.7963 | 280 | 0 | 0 | 144.4025 | 0 | 0 |  | 0 | 0 | 0 | 19.7311
E02000265 | Ealing 028 | 44.8663 | 259.4625 |  |  | 0 | 3840.9 | 5360.6352 | 280 | 0 | 0 | 288.8049 | 0 | 0 |  | 0 | 0 | 0 | 10.0747
E02000266 | Ealing 029 | 494.7154 | 13052.455 |  |  | 0 | 3385.2 | 1181.8723 | 140 | 0 | 0 | 0 | 0 | 0 |  | 0 | 0 | 10407.7723 | 28.662
E02000267 | Ealing 030 | 21.6571 | 58.6187 |  |  | 0 | 434 | 4938.538 | 280 | 0 | 0 | 577.6099 | 0 | 0 |  | 0 | 0 | 2497.566 | 8.808
E02000268 | Ealing 031 | 174.1346 | 3006.0081 |  |  | 0 | 7204.4 | 11039.4669 | 140 | 0 | 0 | 144.4025 | 0 | 0 |  | 0 | 0 | 0 | 21.7084
E02000269 | Ealing 032 | 54.5375 | 1552.2205 |  |  | 0 | 6683.6 | 9740.7061 | 140 | 0 | 0 | 288.8049 | 0 | 0 |  | 0 | 0 | 0 | 18.4599
E02000270 | Ealing 033 | 98.5075 | 2529.875 |  |  | 0 | 385.175 | 1233.8228 | 140 | 0 | 0 | 0 | 0 | 0 |  | 0 | 0 | 0 | 4.3874
E02000271 | Ealing 034 | 4.5581 | 129.7312 |  |  | 0 | 3255 | 4769.6991 | 140 | 0 | 0 | 0 | 0 | 0 |  | 0 | 0 | 19990.7689 | 28.2898
E02000272 | Ealing 035 | 491.9038 | 13048.975 |  |  | 0 | 526.225 | 4811.9088 | 140 | 0 | 0 | 0 | 0 | 0 |  | 0 | 0 | 9344.7017 | 28.3637
E02000273 | Ealing 036 | 122.46 | 3485.4 |  |  | 0 | 7551.6 | 5529.4741 | 140 | 0 | 0 | 0 | 0 | 0 |  | 0 | 0 | 2773.6729 | 19.6026
E02000274 | Ealing 037 | 118.4056 | 3370.0062 |  |  | 0 | 471.975 | 5613.8936 | 280 | 0 | 0 | 0 | 0 | 0 |  | 0 | 0 | 0 | 9.8543
E02000275 | Ealing 038 | 100.1331 | 2189.0286 |  |  | 0 | 623.875 | 9805.6441 | 0 | 0 | 0 | 0 | 0 | 0 |  | 0 | 0 | 0 | 12.7187
E02000276 | Ealing 039 | 137.3775 | 3221.0813 |  |  | 0 | 4231.5 | 5782.7325 | 0 | 0 | 0 | 0 | 0 | 0 |  | 0 | 0 | 9016.2094 | 22.3889
E02000277 | Enfield 001 | 228.4588 | 5634.6375 |  |  | 0 | 533.4583 | 1077.9715 | 140 | 0 | 0 | 144.4025 | 0 | 0 |  | 0 | 0 | 0 | 7.7589
E02000278 | Enfield 002 | 303.7044 | 7405.7812 |  |  | 0 | 533.4583 | 4938.538 | 0 | 0 | 0 | 288.8049 | 0 | 0 |  | 0 | 0 | 3347.156 | 16.8174
E02000279 | Enfield 003 | 678.0231 | 19004.3563 |  |  | 0 | 3938.55 | 1168.8847 | 140 | 0 | 0 | 144.4025 | 0 | 0 |  | 0 | 0 | 6883.3723 | 31.9576
E02000280 | Enfield 004 | 161.2858 | 3048.4666 |  |  | 0 | 471.975 | 961.083 | 140 | 0 | 0 | 0 | 0 | 0 |  | 0 | 0 | 9250.1716 | 14.033
E02000281 | Enfield 005 | 523.0866 | 11633.9313 |  |  | 0 | 3287.55 | 5353.0978 | 0 | 0 | 0 | 0 | 0 | 0 |  | 0 | 0 | 0 | 20.7977
E02000282 | Enfield 006 | 380.5831 | 10696.0063 |  |  | 0 | 537.075 | 4980.7477 | 0 | 0 | 559.5 | 144.4025 | 0 | 0 |  | 0 | 0 | 3301.4664 | 20.5998
E02000283 | Enfield 007 | 200.5656 | 5566.4187 |  |  | 0 | 533.4583 | 5353.0978 | 0 | 0 | 0 | 0 | 0 | 0 |  | 0 | 0 | 3318.7969 | 14.9723
E02000284 | Enfield 008 | 184.8762 | 5261.8625 |  |  | 0 | 3547.95 | 11688.8473 | 0 | 0 | 0 | 0 | 0 | 0 |  | 0 | 0 | 0 | 20.6835
E02000285 | Enfield 009 | 40.8362 | 1156.25 |  |  | 0 | 537.075 | 5353.0978 | 0 | 0 | 0 | 1709.295 | 0 | 0 |  | 0 | 0 | 0 | 8.7966
E02000286 | Enfield 010 | 300.8444 | 7952.4563 |  |  | 0 | 3840.9 | 6204.8298 | 0 | 0 | 0 | 144.4025 | 0 | 0 |  | 0 | 0 | 0 | 18.4434
E02000287 | Enfield 011 | 0.73125 | 20.8125 |  |  | 0 | 3352.65 | 5698.3131 | 280 | 0 | 0 | 0 | 0 | 0 |  | 0 | 0 | 0 | 9.3525
E02000288 | Enfield 012 | 531.7162 | 15133.4625 |  |  | 0 | 461.125 | 13507.1124 | 0 | 0 | 0 | 3562.9925 | 0 | 0 |  | 0 | 0 | 0 | 33.1964
E02000289 | Enfield 013 | 51.3675 | 1461.9992 |  |  | 0 | 533.4583 | 5353.0978 | 0 | 0 | 0 | 0 | 0 | 0 |  | 0 | 0 | 0 | 7.3999
E02000290 | Enfield 014 | 738.9769 | 19512.4125 |  |  | 1297297.6934 | 434 | 6078.2006 | 280 | 16035.7031 | 0 | 0 | 0 | 0 |  | 0 | 0 | 6335.4912 | 1346.7125
E02000291 | Enfield 015 | 176.7837 | 4862.725 |  |  | 0 | 3775.8 | 13052.5461 | 280 | 0 | 0 | 288.8049 | 0 | 0 |  | 0 | 0 | 0 | 22.4367
E02000292 | Enfield 016 | 756.9981 | 18108.2625 |  |  | 0 | 533.4583 | 14091.5548 | 140 | 0 | 0 | 577.6099 | 0 | 0 |  | 0 | 0 | 0 | 34.2079
E02000293 | Enfield 017 | 882.6838 | 24230.1437 |  |  | 0 | 533.4583 | 1207.8476 | 0 | 0 | 0 | 0 | 0 | 0 |  | 0 | 0 | 11438.5451 | 38.2927
E02000294 | Enfield 018 | 488.475 | 10603.9688 |  |  | 0 | 3906 | 5065.1672 | 0 | 0 | 0 | 0 | 0 | 0 |  | 0 | 0 | 3355.8212 | 23.4194
E02000295 | Enfield 019 | 117.6878 | 2956.6818 |  |  | 0 | 533.4583 | 5656.1033 | 0 | 0 | 0 | 144.4025 | 0 | 0 |  | 0 | 0 | 3219.1464 | 12.6275
E02000296 | Enfield 020 | 639.0394 | 16943.4562 |  |  | 0 | 3613.05 | 5445.0547 | 280 | 0 | 0 | 1853.6975 | 0 | 0 |  | 0 | 0 | 0 | 28.7743
E02000297 | Enfield 021 | 310.8381 | 7848.1625 |  |  | 0 | 533.4583 | 4474.231 | 0 | 0 | 0 | 0 | 0 | 0 |  | 0 | 0 | 7151.6017 | 20.3183
E02000298 | Enfield 022 | 0 | 0 |  |  | 0 | 533.4583 | 5107.3769 | 140 | 0 | 0 | 288.8049 | 0 | 0 |  | 0 | 0 | 2997.0004 | 9.0666
E02000299 | Enfield 023 | 168.8781 | 4806.5312 |  |  | 0 | 531.65 | 4263.1824 | 0 | 0 | 0 | 0 | 0 | 0 |  | 0 | 0 | 7082.2795 | 16.8525
E02000300 | Enfield 024 | 69.8344 | 1204.8125 |  |  | 0 | 533.4583 | 1013.0334 | 140 | 0 | 0 | 0 | 0 | 0 |  | 0 | 0 | 3061.2022 | 6.0223
E02000301 | Enfield 025 | 416.6256 | 11855.4937 |  |  | 37478.4917 | 385.175 | 5353.0978 | 280 | 0 | 0 | 0 | 0 | 802300.4401 |  | 0 | 0 | 3780.8132 | 861.8501
E02000302 | Enfield 026 | 491.3756 | 12202.8312 |  |  | 0 | 3971.1 | 5353.0978 | 0 | 0 | 0 | 0 | 0 | 0 |  | 0 | 0 | 3162.0344 | 25.1804
E02000303 | Enfield 027 | 410.9219 | 10872.6812 |  |  | 0 | 477.4 | 5353.0978 | 0 | 0 | 0 | 577.6099 | 0 | 0 |  | 0 | 0 | 3257.3523 | 20.9491
E02000304 | Enfield 028 | 147.8656 | 3720.777 |  |  | 0 | 3906 | 4558.6504 | 0 | 0 | 0 | 0 | 0 | 0 |  | 0 | 0 | 2906.8029 | 15.2401
E02000305 | Enfield 029 | 25.3663 | 721.9625 |  |  | 0 | 3906 | 5824.9422 | 140 | 0 | 0 | 0 | 0 | 0 |  | 0 | 0 | 0 | 10.6183
E02000306 | Enfield 030 | 306.0525 | 7602.575 |  |  | 504576 | 379.75 | 4685.2796 | 0 | 0 | 0 | 288.8049 | 0 | 0 |  | 0 | 0 | 3037.1758 | 520.8756
E02000307 | Enfield 031 | 172.1931 | 4900.8813 |  |  | 0 | 533.4583 | 5353.0978 | 0 | 0 | 0 | 0 | 0 | 0 |  | 0 | 0 | 3508.645 | 14.4683
E02000308 | Enfield 032 | 169.3575 | 4820.175 |  |  | 0 | 396.025 | 5951.5714 | 0 | 0 | 0 | 0 | 0 | 0 |  | 0 | 0 | 7818.4333 | 19.1556
E02000309 | Enfield 033 | 351.2844 | 9998.0938 |  |  | 0 | 363.475 | 5318.4255 | 0 | 0 | 0 | 1709.295 | 0 | 0 |  | 0 | 0 | 3674.0728 | 21.4146
E02000310 | Enfield 034 | 183.0238 | 3603.3375 |  |  | 0 | 434 | 1194.8599 | 0 | 0 | 0 | 0 | 0 | 0 |  | 0 | 0 | 3230.1749 | 8.6454
E02000311 | Enfield 035 | 413.2212 | 10404.1688 |  |  | 0 | 533.4583 | 4938.538 | 0 | 0 | 0 | 0 | 0 | 0 |  | 0 | 0 | 3599.6303 | 19.889
E02000312 | Enfield 036 | 210.7695 | 5750.9256 |  |  | 0 | 3320.1 | 5149.5866 | 0 | 0 | 0 | 577.6099 | 0 | 0 |  | 0 | 0 | 8772.0064 | 23.781
E02000313 | Greenwich 001 | 267.4831 | 7612.9812 | 38084.1913 |  | 0 | 417.1222 | 1210.2527 | 0 | 0 | 0 | 0 | 0 | 0 |  | 0 | 1814.001 | 2067.4537 | 51.4735
E02000314 | Greenwich 002 | 1174.8588 | 33438.2875 |  |  | 0 | 417.1222 | 5656.1033 | 280 | 0 | 0 | 722.0123 | 0 | 0 |  | 0 | 0 | 5214.9147 | 46.9033
E02000315 | Greenwich 003 | 271.4481 | 7725.8313 |  |  | 0 | 341.775 | 1103.9467 | 140 | 0 | 0 | 866.4148 | 0 | 0 |  | 0 | 0 | 5667.4779 | 16.1169
E02000316 | Greenwich 004 | 324.6669 | 9240.5187 |  |  | 0 | 298.375 | 4347.6018 | 560 | 0 | 0 | 1010.8173 | 0 | 0 |  | 0 | 0 | 3332.5826 | 19.1146
E02000317 | Greenwich 005 | 179.4081 | 5106.2312 |  |  | 0 | 314.65 | 870.1697 | 0 | 0 | 0 | 0 | 0 | 0 |  | 0 | 0 | 2979.6699 | 9.4501
E02000318 | Greenwich 006 | 342.7044 | 8643.4312 |  |  | 0 | 358.05 | 1064.9839 | 140 | 0 | 0 | 288.8049 | 0 | 0 |  | 0 | 0 | 3429.476 | 14.2675
E02000319 | Greenwich 007 | 238.485 | 6787.65 |  |  | 0 | 482.825 | 857.1821 | 0 | 0 | 0 | 0 | 0 | 0 |  | 0 | 0 | 3559.0611 | 11.9252
E02000320 | Greenwich 008 | 358.4669 | 10079.0312 |  |  | 0 | 417.1222 | 1000.0458 | 0 | 0 | 0 | 0 | 0 | 0 |  | 0 | 0 | 0 | 11.8547
E02000321 | Greenwich 009 | 192.0425 | 5465.825 |  |  | 0 | 417.1222 | 701.3308 | 0 | 0 | 0 | 0 | 0 | 0 |  | 0 | 0 | 2526.7128 | 9.303
E02000322 | Greenwich 010 | 263.1181 | 7379.8262 |  |  | 1097452.8 | 347.2 | 6247.0395 | 140 | 0 | 0 | 2575.7098 | 0 | 0 |  | 0 | 0 | 5095.1765 | 1119.5009
E02000323 | Greenwich 011 | 97.4838 | 2774.5375 |  |  | 0 | 314.65 | 1039.0086 | 280 | 0 | 0 | 0 | 0 | 0 |  | 0 | 0 | 3609.8711 | 8.1156
E02000324 | Greenwich 012 | 617.1669 | 17459.1437 |  |  | 0 | 276.675 | 1026.021 | 140 | 0 | 0 | 0 | 0 | 0 |  | 0 | 0 | 2440.0602 | 21.9591
E02000325 | Greenwich 013 | 385.125 | 10358.8438 |  |  | 0 | 417.1222 | 1103.9467 | 0 | 0 | 0 | 0 | 0 | 0 |  | 0 | 0 | 2547.9821 | 14.813
E02000326 | Greenwich 014 | 148.7281 | 4137.525 |  |  | 0 | 417.1222 | 948.0954 | 0 | 0 | 0 | 0 | 0 | 0 |  | 0 | 0 | 2442.8173 | 8.0943
E02000327 | Greenwich 015 | 1026.1225 | 29205.025 |  |  | 0 | 455.7 | 831.2069 | 0 | 0 | 0 | 0 | 0 | 0 |  | 0 | 0 | 2204.5225 | 33.7226
E02000328 | Greenwich 016 | 4.7276 | 5.0541 |  |  | 0 | 509.95 | 5022.9574 | 0 | 0 | 0 | 0 | 0 | 0 |  | 0 | 0 | 2298.6588 | 7.8413
E02000329 | Greenwich 017 | 581.3438 | 15850.1063 |  |  | 0 | 417.1222 | 727.3061 | 0 | 0 | 0 | 0 | 0 | 0 |  | 0 | 0 | 2288.0241 | 19.8639
E02000330 | Greenwich 018 | 972.4451 | 27630.1091 |  | 10435.0808 | 0 | 439.425 | 6289.2492 | 0 | 0 | 0 | 433.2074 | 0 | 0 |  | 0 | 0 | 5143.2293 | 51.3427
E02000331 | Greenwich 019 | 209.3 | 5957 | 57462.4092 |  | 0 | 3287.55 | 4811.9088 | 0 | 0 | 0 | 288.8049 | 0 | 0 |  | 0 | 1306.248 | 2836.2991 | 76.1595
E02000332 | Greenwich 020 | 844.675 | 23784.2938 |  |  | 0 | 417.1222 | 1210.2527 | 0 | 0 | 0 | 0 | 0 | 0 |  | 0 | 0 | 0 | 26.2563
E02000333 | Greenwich 021 | 264.3631 | 7524.1812 |  |  | 0 | 417.1222 | 1207.8476 | 0 | 0 | 0 | 433.2074 | 0 | 0 |  | 0 | 0 | 2246.6672 | 12.0934
E02000334 | Greenwich 022 | 502.3444 | 14181.4062 |  |  | 0 | 417.1222 | 1210.2527 | 0 | 0 | 0 | 0 | 0 | 0 |  | 0 | 0 | 2427.4561 | 18.7386
E02000335 | Greenwich 023 | 227.3537 | 6156.8 | 114073.7611 |  | 0 | 417.1222 | 1210.2527 | 0 | 0 | 0 | 0 | 0 | 0 |  | 0 | 5033.0292 | 0 | 127.1183
E02000336 | Greenwich 024 | 517.9931 | 14136.3125 |  |  | 0 | 417.1222 | 4347.6018 | 0 | 0 | 0 | 0 | 0 | 0 |  | 0 | 0 | 1183.9905 | 20.603
E02000337 | Greenwich 025 | 59.6926 | 1698.9443 |  |  | 0 | 515.375 | 701.3308 | 0 | 0 | 0 | 144.4025 | 0 | 0 |  | 0 | 0 | 2919.0131 | 6.0388
E02000338 | Greenwich 026 | 524.095 | 14310.9062 |  |  | 0 | 379.75 | 4516.4407 | 420 | 0 | 0 | 144.4025 | 0 | 0 |  | 0 | 0 | 2149.3799 | 22.445
E02000339 | Greenwich 027 | 244.6438 | 6962.9375 | 37434.0119 |  | 0 | 471.975 | 1285.7732 | 140 | 0 | 0 | 144.4025 | 0 | 0 |  | 0 | 908.6828 | 7178.7791 | 54.7712
E02000340 | Greenwich 028 | 131.2993 | 3060.1107 |  |  | 0 | 417.725 | 4854.1185 | 0 | 0 | 559.5 | 0 | 0 | 0 |  | 0 | 0 | 2233.6693 | 11.2564
E02000341 | Greenwich 029 | 757.7131 | 19949.475 |  |  | 0 | 417.1222 | 1207.8476 | 140 | 0 | 0 | 0 | 0 | 0 |  | 0 | 0 | 2952.4925 | 25.4247
E02000342 | Greenwich 030 | 737.0512 | 20890.2 |  |  | 0 | 520.8 | 1285.7732 | 140 | 0 | 0 | 0 | 0 | 0 |  | 0 | 0 | 2217.1265 | 25.791
E02000343 | Greenwich 031 | 244.9769 | 6972.4187 |  |  | 0 | 417.1222 | 1210.2527 | 0 | 0 | 0 | 0 | 0 | 0 |  | 0 | 0 | 2431.001 | 11.2758
E02000344 | Greenwich 032 | 276.8512 | 6541.3687 |  |  | 0 | 515.375 | 4980.7477 | 140 | 0 | 0 | 0 | 0 | 0 |  | 0 | 0 | 5289.3572 | 17.7437
E02000345 | Hackney 001 | 69.2169 | 1876.825 |  |  | 0 | 572.8307 | 5234.0061 | 280 | 0 | 357 | 1709.295 | 0 | 0 |  | 0 | 0 | 3295.9521 | 13.3951
E02000346 | Hackney 002 | 2.8652 | 81.5489 |  |  | 0 | 572.8307 | 4347.6018 | 0 | 0 | 0 | 0 | 0 | 0 |  | 0 | 0 | 2380.191 | 7.385
E02000347 | Hackney 003 | 4.419 | 125.7711 |  |  | 0 | 3515.4 | 311.7026 | 140 | 0 | 0 | 0 | 0 | 0 |  | 0 | 0 | 2935.162 | 7.0325
E02000348 | Hackney 004 | 105.3452 | 2998.2876 |  |  | 0 | 3450.3 | 6247.0395 | 0 | 0 | 0 | 577.6099 | 0 | 0 |  | 0 | 0 | 2995.4249 | 16.374
E02000349 | Hackney 005 | 76.0602 | 2041.0714 |  |  | 0 | 531.65 | 4896.3283 | 140 | 0 | 0 | 0 | 0 | 0 |  | 0 | 0 | 5224.7616 | 12.9099
E02000350 | Hackney 006 | 18.1919 | 517.7687 |  |  | 0 | 390.6 | 1026.021 | 0 | 0 | 0 | 0 | 0 | 0 |  | 0 | 0 | 3504.7063 | 5.4573
E02000351 | Hackney 007 | 16.6319 | 473.3687 |  |  | 0 | 572.8307 | 1259.798 | 140 | 0 | 0 | 0 | 0 | 0 |  | 0 | 0 | 2846.5399 | 5.3092
E02000352 | Hackney 008 | 0 | 0 | 30768.8256 |  | 0 | 493.675 | 4980.7477 | 0 | 0 | 0 | 0 | 0 | 0 |  | 0 | 2072.5774 | 2388.4624 | 40.7043
E02000353 | Hackney 009 | 0 | 0 |  |  | 0 | 3320.1 | 1194.8599 | 280 | 0 | 0 | 433.2074 | 0 | 0 |  | 0 | 0 | 2889.8662 | 8.118
E02000354 | Hackney 010 | 225.9644 | 6390.5938 |  |  | 0 | 3320.1 | 987.0582 | 0 | 0 | 0 | 0 | 0 | 0 |  | 0 | 0 | 3227.8116 | 14.1515
E02000355 | Hackney 011 | 133.6075 | 3802.675 |  |  | 0 | 531.65 | 818.2193 | 0 | 0 | 0 | 0 | 0 | 0 |  | 0 | 0 | 2997.7882 | 8.2839
E02000356 | Hackney 012 | 20.0688 | 475.2188 |  |  | 0 | 466.55 | 896.145 | 140 | 0 | 0 | 0 | 0 | 0 |  | 0 | 0 | 0 | 1.998
E02000357 | Hackney 013 | 1344.5169 | 38267.0188 | 316323.9338 |  | 0 | 3352.65 | 792.2441 | 0 | 0 | 0 | 0 | 0 | 0 |  | 29200 | 5844.93 | 2531.0455 | 397.6563
E02000358 | Hackney 014 | 13.3819 | 380.8687 |  |  | 0 | 537.075 | 1090.9591 | 0 | 0 | 0 | 433.2074 | 0 | 0 |  | 0 | 0 | 4043.5283 | 6.499
E02000359 | Hackney 015 | 32.6544 | 929.3937 |  |  | 0 | 572.8307 | 740.2937 | 0 | 0 | 0 | 0 | 0 | 0 |  | 0 | 0 | 2457.7846 | 4.733
E02000360 | Hackney 016 | 30.1194 | 857.2437 |  |  | 0 | 3743.25 | 1116.9343 | 0 | 0 | 0 | 288.8049 | 0 | 0 |  | 0 | 0 | 3755.6051 | 9.792
E02000361 | Hackney 017 | 43.3306 | 1233.2562 |  |  | 0 | 3613.05 | 1168.8847 | 140 | 0 | 0 | 1709.295 | 0 | 0 |  | 0 | 0 | 2574.3718 | 10.4822
E02000362 | Hackney 018 | 34.2228 | 517.547 |  |  | 0 | 3450.3 | 961.083 | 0 | 0 | 0 | 0 | 0 | 0 |  | 0 | 0 | 2220.6714 | 7.1838
E02000363 | Hackney 019 | 129.1387 | 3675.4875 |  |  | 0 | 572.8307 | 818.2193 | 0 | 0 | 0 | 288.8049 | 0 | 0 |  | 0 | 0 | 4070.7057 | 9.5552
E02000364 | Hackney 020 | 27.3081 | 777.2313 |  |  | 0 | 3287.55 | 5445.0547 | 0 | 0 | 0 | 0 | 0 | 0 |  | 0 | 0 | 2963.9149 | 12.5011
E02000365 | Hackney 021 | 45.2563 | 1288.0625 |  |  | 0 | 3320.1 | 4811.9088 | 140 | 0 | 0 | 144.4025 | 0 | 0 |  | 0 | 0 | 4167.993 | 13.9177
E02000366 | Hackney 022 | 3.8018 | 108.2051 |  |  | 0 | 3645.6 | 961.083 | 0 | 0 | 0 | 0 | 0 | 0 |  | 0 | 0 | 3021.0269 | 7.7397
E02000367 | Hackney 023 | 5.2615 | 149.7513 |  |  | 0 | 3775.8 | 1155.8971 | 140 | 0 | 0 | 577.6099 | 0 | 0 |  | 0 | 0 | 3306.9806 | 9.1113
E02000368 | Hackney 024 | 143.5281 | 4085.0312 | 24260.1422 |  | 0 | 488.25 | 883.1574 | 0 | 0 | 0 | 0 | 0 | 0 |  | 0 | 1608.6065 | 3397.1782 | 34.8659
E02000369 | Hackney 025 | 56.6881 | 1613.4313 |  |  | 0 | 3547.95 | 1000.0458 | 280 | 0 | 19.739 | 144.4025 | 0 | 0 |  | 0 | 0 | 3939.1512 | 10.6014
E02000370 | Hackney 026 | 161.0781 | 4584.5312 |  |  | 0 | 4719.75 | 5022.9574 | 140 | 0 | 0 | 0 | 0 | 0 | 130.7704 | 0 | 0 | 2714.9854 | 17.4741
E02000371 | Hackney 027 | 87.0187 | 2476.6875 | 423238.6633 |  | 0 | 6553.4 | 5065.1672 | 1260 | 0 | 19.739 | 288.8049 | 0 | 0 |  | 0 | 11459.241 | 3856.4373 | 454.3052
E02000372 | Hammersmith and Fulham 001 | 140.5385 | 3996.0096 |  |  | 0 | 3840.9 | 5698.3131 | 0 | 0 | 1058.4873 | 0 | 0 | 0 |  | 0 | 0 | 3113.1938 | 17.8474
E02000373 | Hammersmith and Fulham 002 | 76.7812 | 2185.3125 |  |  | 0 | 826.8193 | 9740.7061 | 0 | 0 | 0 | 0 | 0 | 0 |  | 0 | 0 | 2357.7401 | 15.1874
E02000374 | Hammersmith and Fulham 003 | 6.0938 | 173.4375 |  |  | 0 | 826.8193 | 5487.2644 | 0 | 0 | 0 | 0 | 0 | 0 |  | 0 | 0 | 2692.9284 | 9.1865
E02000375 | Hammersmith and Fulham 004 | 116.3825 | 3312.425 | 53735.1294 |  | 0 | 4459.35 | 10325.1484 | 0 | 0 | 0 | 288.8049 | 0 | 0 | 130.7704 | 0 | 1444.5998 | 2774.4607 | 76.5871
E02000376 | Hammersmith and Fulham 005 | 11.2531 | 320.2812 |  |  | 0 | 4003.65 | 9740.7061 | 140 | 0 | 0 | 288.8049 | 0 | 0 |  | 0 | 0 | 2596.8227 | 17.1015
E02000377 | Hammersmith and Fulham 006 | 14.0644 | 400.2937 |  |  | 0 | 3320.1 | 5276.2158 | 0 | 0 | 0 | 0 | 0 | 0 |  | 0 | 0 | 3127.3733 | 12.138
E02000378 | Hammersmith and Fulham 007 | 5.0375 | 143.375 |  |  | 0 | 4296.6 | 6035.9909 | 280 | 0 | 0 | 577.6099 | 0 | 0 |  | 0 | 0 | 2436.5153 | 13.7751
E02000379 | Hammersmith and Fulham 008 | 127.335 | 3418.8 |  |  | 0 | 3255 | 805.2317 | 0 | 0 | 0 | 288.8049 | 0 | 0 |  | 0 | 0 | 2360.1034 | 10.2553
E02000380 | Hammersmith and Fulham 009 | 4.2656 | 121.4062 |  |  | 0 | 4687.2 | 5445.0547 | 0 | 0 | 0 | 0 | 0 | 0 |  | 0 | 0 | 2335.2892 | 12.5932
E02000381 | Hammersmith and Fulham 010 | 42.1444 | 1199.4938 |  |  | 0 | 7595 | 10065.3963 | 140 | 0 | 0 | 0 | 0 | 0 |  | 0 | 0 | 2733.1037 | 21.7751
E02000382 | Hammersmith and Fulham 011 | 9.1424 | 260.2078 |  |  | 0 | 6857.2 | 6078.2006 | 0 | 0 | 0 | 144.4025 | 0 | 0 |  | 0 | 0 | 6654.1366 | 20.0033
E02000383 | Hammersmith and Fulham 012 | 30.9156 | 879.9062 |  |  | 0 | 8332.8 | 10322.1967 | 0 | 0 | 0 | 144.4025 | 0 | 0 |  | 0 | 0 | 3229.781 | 22.94
E02000384 | Hammersmith and Fulham 013 | 52.6256 | 1465.6625 |  |  | 0 | 8246 | 13961.6787 | 280 | 0 | 0 | 2142.5024 | 0 | 0 |  | 0 | 0 | 3097.4388 | 29.2459
E02000385 | Hammersmith and Fulham 014 | 81.7375 | 2326.375 |  |  | 0 | 4719.75 | 10322.1967 | 0 | 0 | 0 | 0 | 0 | 0 |  | 0 | 0 | 2359.3156 | 19.8094
E02000386 | Hammersmith and Fulham 015 | 44.4194 | 1264.2438 |  |  | 0 | 7942.2 | 5951.5714 | 0 | 0 | 0 | 433.2074 | 0 | 0 |  | 0 | 0 | 3117.5264 | 18.7532
E02000387 | Hammersmith and Fulham 016 | 77.8781 | 2216.5312 |  |  | 0 | 6944 | 10322.1967 | 280 | 0 | 0 | 0 | 0 | 0 |  | 0 | 0 | 4399.5919 | 24.2402
E02000388 | Hammersmith and Fulham 017 | 51.8294 | 1475.1437 |  |  | 0 | 6510 | 11883.6614 | 0 | 0 | 0 | 577.6099 | 0 | 0 |  | 0 | 0 | 2954.068 | 23.4523
E02000389 | Hammersmith and Fulham 018 | 30.3631 | 864.1812 | 155248.0023 |  | 0 | 8463 | 9740.7061 | 140 | 0 | 0 | 288.8049 | 0 | 0 |  | 0 | 3643.6548 | 3149.4304 | 181.5681
E02000390 | Hammersmith and Fulham 019 | 1.9419 | 55.2687 |  |  | 0 | 7595 | 6035.9909 | 0 | 0 | 0 | 0 | 0 | 0 |  | 0 | 0 | 2370.738 | 16.0589
E02000391 | Hammersmith and Fulham 020 | 114.1969 | 3250.2188 |  |  | 0 | 4719.75 | 15000.6874 | 0 | 0 | 0 | 144.4025 | 0 | 0 |  | 0 | 0 | 2722.4691 | 25.9517
E02000392 | Hammersmith and Fulham 021 | 13.65 | 388.5 |  |  | 0 | 4687.2 | 14026.6167 | 140 | 0 | 0 | 144.4025 | 0 | 0 |  | 0 | 0 | 3443.2617 | 22.8436
E02000393 | Hammersmith and Fulham 022 | 3.6319 | 103.3688 |  |  | 0 | 826.8193 | 10974.5288 | 0 | 0 | 0 | 0 | 0 | 0 |  | 0 | 0 | 0 | 11.9083
E02000394 | Hammersmith and Fulham 023 | 102.4725 | 2916.525 | 135237.3045 |  | 0 | 17232.8975 | 11039.4669 | 0 | 0 | 0 | 144.4025 | 0 | 0 |  | 0 | 3705.8992 | 2587.3697 | 172.9663
E02000395 | Hammersmith and Fulham 024 | 391.2806 | 8973.5673 |  |  | 0 | 6683.6 | 13636.9885 | 140 | 0 | 0 | 0 | 0 | 0 |  | 0 | 0 | 2034.762 | 31.8602
E02000396 | Hammersmith and Fulham 025 | 167.5538 | 4768.8375 |  |  | 0 | 3906 | 12143.4136 | 0 | 0 | 0 | 0 | 0 | 0 |  | 0 | 0 | 2547.9821 | 23.5338
E02000397 | Haringey 001 | 32.7844 | 641.95 |  |  | 0 | 3482.85 | 4220.9726 | 0 | 0 | 0 | 144.4025 | 0 | 0 |  | 0 | 0 | 0 | 8.523
E02000398 | Haringey 002 | 340.3725 | 9687.525 |  |  | 0 | 423.15 | 5322.5103 | 0 | 0 | 0 | 0 | 0 | 0 |  | 0 | 0 | 2573.1902 | 18.3467
E02000399 | Haringey 003 | 22.7013 | 646.1125 |  |  | 0 | 341.775 | 1207.8476 | 140 | 0 | 0 | 144.4025 | 0 | 0 |  | 0 | 0 | 0 | 2.5028
E02000400 | Haringey 004 | 525.6469 | 14403.6375 |  |  | 0 | 466.2788 | 5782.7325 | 0 | 0 | 0 | 0 | 0 | 0 |  | 0 | 0 | 0 | 21.1783
E02000401 | Haringey 005 | 120.4369 | 1827.3375 |  |  | 0 | 466.2788 | 5322.5103 | 0 | 0 | 0 | 288.8049 | 0 | 0 |  | 0 | 0 | 21969.6006 | 29.995
E02000402 | Haringey 006 | 213.1188 | 4439.7688 |  |  | 0 | 466.2788 | 5571.6839 | 140 | 0 | 0 | 0 | 0 | 0 |  | 0 | 0 | 2474.3273 | 13.3052
E02000403 | Haringey 007 | 306.5319 | 7032.0813 |  |  | 0 | 504.525 | 4854.1185 | 280 | 0 | 0 | 0 | 0 | 0 |  | 0 | 0 | 0 | 12.9773
E02000404 | Haringey 008 | 54.99 | 1413.4 |  |  | 0 | 466.2788 | 4516.4407 | 0 | 0 | 0 | 0 | 0 | 0 |  | 0 | 0 | 0 | 6.4511
E02000405 | Haringey 009 | 949.3629 | 25859.2224 |  |  | 0 | 466.2788 | 4854.1185 | 280 | 0 | 0 | 0 | 0 | 0 |  | 0 | 0 | 0 | 32.409
E02000406 | Haringey 010 | 23.3269 | 663.9188 |  |  | 0 | 466.2788 | 4432.0213 | 0 | 0 | 0 | 0 | 0 | 0 |  | 0 | 0 | 0 | 5.5855
E02000407 | Haringey 011 | 24.8219 | 706.4688 |  |  | 0 | 444.85 | 4643.0699 | 0 | 0 | 0 | 1709.295 | 0 | 0 |  | 0 | 0 | 0 | 7.5285
E02000408 | Haringey 012 | 33.4344 | 951.5938 |  |  | 0 | 320.075 | 1142.9095 | 140 | 0 | 0 | 0 | 0 | 0 |  | 0 | 0 | 0 | 2.588
E02000409 | Haringey 013 | 290.4688 | 8032.0063 |  |  | 0 | 352.625 | 4220.9726 | 0 | 0 | 0 | 0 | 0 | 0 |  | 0 | 0 | 0 | 12.8961
E02000410 | Haringey 014 | 28.1674 | 0.63859 |  |  | 0 | 466.2788 | 10714.7767 | 0 | 0 | 0 | 0 | 0 | 0 |  | 0 | 0 | 0 | 11.2099
E02000411 | Haringey 015 | 434.2325 | 10509.1562 |  |  | 0 | 423.15 | 5322.5103 | 0 | 0 | 0 | 0 | 0 | 0 | 130.7704 | 0 | 0 | 13047.5275 | 29.8673
E02000412 | Haringey 016 | 44.0944 | 1254.9938 |  |  | 0 | 396.025 | 10909.5908 | 280 | 0 | 0 | 722.0123 | 0 | 0 |  | 0 | 0 | 0 | 13.6067
E02000413 | Haringey 017 | 9.6106 | 187.2776 |  |  | 0 | 455.7 | 9870.5822 | 280 | 0 | 0 | 144.4025 | 0 | 0 |  | 0 | 0 | 0 | 10.9476
E02000414 | Haringey 018 | 0.99125 | 28.2125 |  |  | 0 | 466.2788 | 1090.9591 | 0 | 0 | 0 | 0 | 0 | 0 |  | 0 | 0 | 0 | 1.5864
E02000415 | Haringey 019 | 197.3887 | 5443.625 |  |  | 0 | 3450.3 | 5487.2644 | 140 | 0 | 0 | 0 | 0 | 0 |  | 0 | 0 | 0 | 14.7186
E02000416 | Haringey 020 | 0.55729 | 15.8612 |  |  | 0 | 412.3 | 4516.4407 | 0 | 0 | 0 | 144.4025 | 0 | 0 |  | 0 | 0 | 0 | 5.0896
E02000417 | Haringey 021 | 149.1082 | 3415.0489 |  |  | 0 | 3808.35 | 13442.1744 | 140 | 0 | 0 | 0 | 0 | 0 |  | 0 | 0 | 0 | 20.9547
E02000418 | Haringey 022 | 35.0414 | 997.3328 |  |  | 0 | 466.2788 | 5698.3131 | 0 | 0 | 0 | 0 | 0 | 0 |  | 0 | 0 | 0 | 7.197
E02000419 | Haringey 023 | 57.6306 | 1640.2562 |  |  | 0 | 450.275 | 5782.7325 | 0 | 0 | 0 | 144.4025 | 0 | 0 | 130.7704 | 0 | 0 | 0 | 8.2061
E02000420 | Haringey 024 | 25.5044 | 551.5312 |  |  | 0 | 466.2788 | 5107.3769 | 0 | 0 | 0 | 0 | 0 | 0 |  | 0 | 0 | 0 | 6.1507
E02000421 | Haringey 025 | 43.6394 | 1242.0438 |  |  | 0 | 390.6 | 5656.1033 | 280 | 0 | 0 | 2286.9049 | 0 | 0 | 130.7704 | 0 | 0 | 2397.5216 | 12.4276
E02000422 | Haringey 026 | 56.3225 | 1564.175 |  |  | 0 | 396.025 | 4980.7477 | 0 | 0 | 0 | 0 | 0 | 0 |  | 0 | 0 | 0 | 6.9973
E02000423 | Haringey 027 | 65.9506 | 1877.0563 |  |  | 0 | 466.2788 | 5613.8936 | 0 | 0 | 0 | 144.4025 | 0 | 0 |  | 0 | 0 | 0 | 8.1676
E02000424 | Haringey 028 | 46.3369 | 1318.8187 |  |  | 0 | 531.65 | 5322.5103 | 0 | 0 | 0 | 0 | 0 | 0 |  | 0 | 0 | 0 | 7.2193
E02000425 | Haringey 029 | 114.9281 | 3271.0312 |  |  | 0 | 466.2788 | 1155.8971 | 140 | 0 | 0 | 0 | 0 | 0 |  | 0 | 0 | 2593.2778 | 7.7414
E02000426 | Haringey 030 | 58.7673 | 128.0888 |  |  | 0 | 3417.75 | 5487.2644 | 0 | 0 | 0 | 0 | 0 | 0 |  | 0 | 0 | 0 | 9.0919
E02000427 | Haringey 031 | 1.5762 | 44.8625 |  |  | 0 | 466.2788 | 9870.5822 | 140 | 0 | 0 | 577.6099 | 0 | 0 |  | 0 | 0 | 4709.1783 | 15.8101
E02000428 | Haringey 032 | 70.4519 | 1908.9688 |  |  | 0 | 466.2788 | 5698.3131 | 0 | 0 | 0 | 0 | 0 | 0 | 130.7704 | 0 | 0 | 4927.3854 | 13.2022
E02000429 | Haringey 033 | 223.2344 | 5130.5125 |  |  | 0 | 466.2788 | 5322.5103 | 0 | 0 | 0 | 144.4025 | 0 | 0 |  | 0 | 0 | 0 | 11.2869
E02000430 | Haringey 034 | 66.5275 | 1769.9875 |  |  | 0 | 368.9 | 12143.4136 | 280 | 0 | 0 | 144.4025 | 0 | 0 |  | 0 | 0 | 9790.1752 | 24.5634
E02000431 | Haringey 035 | 61.5712 | 1752.1813 |  |  | 0 | 4524.45 | 4474.231 | 280 | 0 | 0 | 144.4025 | 0 | 0 | 130.7704 | 0 | 0 | 0 | 11.3676
E02000432 | Haringey 036 | 36.8875 | 1003.625 |  |  | 0 | 466.2788 | 4938.538 | 0 | 0 | 0 | 0 | 0 | 0 | 130.7704 | 0 | 0 | 2214.7632 | 8.7909
E02000433 | Harrow 001 | 1322.389 | 37637.2262 |  |  | 0 | 3417.75 | 10065.3963 | 0 | 0 | 0 | 866.4148 | 0 | 0 |  | 0 | 0 | 0 | 53.3092
E02000434 | Harrow 002 | 63.7325 | 1813.925 |  |  | 0 | 571.8588 | 4980.7477 | 0 | 0 | 0 | 577.6099 | 0 | 0 |  | 0 | 0 | 12243.2333 | 20.2511
E02000435 | Harrow 003 | 60.0134 | 1230.5426 |  |  | 0 | 571.8588 | 5529.4741 | 0 | 0 | 0 | 0 | 0 | 0 |  | 0 | 0 | 0 | 7.3919
E02000436 | Harrow 004 | 187.2794 | 5278.6921 |  |  | 0 | 571.8588 | 5326.8675 | 0 | 0 | 0 | 144.4025 | 0 | 0 |  | 0 | 0 | 0 | 11.5091
E02000437 | Harrow 005 | 111.0525 | 3160.725 |  |  | 0 | 571.8588 | 5951.5714 | 0 | 0 | 0 | 288.8049 | 0 | 0 |  | 0 | 0 | 0 | 10.084
E02000438 | Harrow 006 | 226.9231 | 6458.5813 |  |  | 0 | 3580.5 | 10260.2104 | 0 | 0 | 0 | 577.6099 | 0 | 0 |  | 0 | 0 | 0 | 21.1038
E02000439 | Harrow 007 | 223.0962 | 5959.5437 |  |  | 0 | 3808.35 | 4432.0213 | 0 | 0 | 0 | 288.8049 | 0 | 0 |  | 0 | 0 | 14556.4654 | 29.2683
E02000440 | Harrow 008 | 191.6119 | 4446.9375 |  |  | 0 | 571.8588 | 1272.7856 | 0 | 0 | 0 | 288.8049 | 0 | 0 |  | 0 | 0 | 0 | 6.772
E02000441 | Harrow 009 | 896.5369 | 24868.8563 |  |  | 0 | 3320.1 | 5326.8675 | 0 | 0 | 0 | 1709.295 | 0 | 0 |  | 0 | 0 | 0 | 36.1217
E02000442 | Harrow 010 | 219.0175 | 6233.575 |  |  | 0 | 571.8588 | 5326.8675 | 0 | 0 | 0 | 0 | 0 | 0 |  | 0 | 0 | 14347.7113 | 26.699
E02000443 | Harrow 011 | 21.4662 | 385.725 |  |  | 0 | 526.225 | 1039.0086 | 0 | 0 | 0 | 0 | 0 | 0 |  | 0 | 0 | 0 | 1.9724
E02000444 | Harrow 012 | 207.4638 | 5726.4438 |  |  | 0 | 4687.2 | 5234.0061 | 0 | 0 | 0 | 144.4025 | 0 | 0 |  | 0 | 0 | 3154.5507 | 19.1541
E02000445 | Harrow 013 | 120.0469 | 3393.5938 |  |  | 0 | 434 | 1142.9095 | 0 | 0 | 0 | 0 | 0 | 0 |  | 0 | 0 | 0 | 5.0906
E02000446 | Harrow 014 | 149.0369 | 4241.8188 |  |  | 0 | 571.8588 | 5326.8675 | 0 | 0 | 0 | 0 | 0 | 0 |  | 0 | 0 | 12144.3704 | 22.434
E02000447 | Harrow 015 | 1033.0612 | 28551.7438 |  |  | 0 | 571.8588 | 5326.8675 | 0 | 0 | 0 | 0 | 0 | 0 |  | 0 | 0 | 0 | 35.4835
E02000448 | Harrow 016 | 193.31 | 5501.9 |  |  | 0 | 3710.7 | 10130.3343 | 0 | 0 | 0 | 722.0123 | 0 | 0 |  | 0 | 0 | 18917.8514 | 39.1761
E02000449 | Harrow 017 | 109.3137 | 2880.9125 |  |  | 0 | 571.8588 | 5326.8675 | 0 | 0 | 0 | 0 | 0 | 0 |  | 0 | 0 | 6757.3321 | 15.6463
E02000450 | Harrow 018 | 213.85 | 5878.6062 |  |  | 0 | 571.8588 | 1285.7732 | 0 | 0 | 0 | 144.4025 | 0 | 0 |  | 0 | 0 | 2987.1536 | 11.0816
E02000451 | Harrow 019 | 158.3969 | 3278.6625 |  |  | 0 | 499.1 | 4811.9088 | 0 | 0 | 0 | 144.4025 | 0 | 0 |  | 0 | 0 | 0 | 8.8925
E02000452 | Harrow 020 | 32.1669 | 915.5187 |  |  | 0 | 3255 | 5360.6352 | 0 | 4831.5018 | 0 | 1709.295 | 0 | 0 |  | 0 | 0 | 0 | 16.1041
E02000453 | Harrow 021 | 176.15 | 5013.5 |  |  | 0 | 3678.15 | 5326.8675 | 0 | 0 | 0 | 288.8049 | 0 | 0 |  | 0 | 0 | 0 | 14.4835
E02000454 | Harrow 022 | 338.065 | 9348.7437 |  |  | 0 | 571.8588 | 5326.8675 | 0 | 0 | 0 | 0 | 0 | 0 |  | 0 | 0 | 5273.6022 | 20.8591
E02000455 | Harrow 023 | 148.2081 | 3823.4875 |  |  | 0 | 3906 | 13896.7407 | 0 | 0 | 0 | 0 | 0 | 0 |  | 0 | 0 | 0 | 21.7744
E02000456 | Harrow 024 | 178.62 | 2785.4062 |  |  | 0 | 3450.3 | 5326.8675 | 0 | 0 | 0 | 0 | 0 | 0 |  | 0 | 0 | 0 | 11.7412
E02000457 | Harrow 025 | 148.8256 | 2808.5312 |  |  | 0 | 444.85 | 4305.3921 | 0 | 0 | 0 | 144.4025 | 0 | 0 |  | 0 | 0 | 0 | 7.852
E02000458 | Harrow 026 | 97.4431 | 2183.4625 |  |  | 0 | 571.8588 | 5326.8675 | 0 | 0 | 0 | 144.4025 | 0 | 0 |  | 0 | 0 | 0 | 8.324
E02000459 | Harrow 027 | 124.0525 | 3244.9 |  |  | 0 | 3450.3 | 10844.6528 | 0 | 0 | 0 | 288.8049 | 0 | 0 |  | 0 | 0 | 0 | 17.9527
E02000460 | Harrow 028 | 160.2169 | 3488.8688 |  |  | 0 | 571.8588 | 4896.3283 | 0 | 0 | 0 | 144.4025 | 0 | 0 |  | 0 | 0 | 23254.8171 | 32.5165
E02000461 | Harrow 029 | 199.9005 | 5616.8631 |  |  | 0 | 520.8 | 4769.6991 | 0 | 0 | 0 | 0 | 0 | 0 |  | 0 | 0 | 0 | 11.1073
E02000462 | Harrow 030 | 269.7744 | 5947.5188 |  |  | 0 | 3515.4 | 4980.7477 | 0 | 0 | 0 | 1853.6975 | 0 | 0 |  | 0 | 0 | 0 | 16.5671
E02000463 | Harrow 031 | 25.9675 | 607.2625 |  |  | 0 | 571.8588 | 5326.8675 | 0 | 0 | 0 | 0 | 0 | 0 |  | 0 | 0 | 3453.8963 | 9.9859
E02000464 | Havering 001 | 1671.6862 | 47578.7625 |  |  | 0 | 551.7544 | 233.7769 | 0 | 0 | 0 | 0 | 0 | 0 |  | 0 | 0 | 0 | 50.036
E02000465 | Havering 002 | 1619.2881 | 46040.95 |  |  | 0 | 551.7544 | 1179.8742 | 0 | 0 | 0 | 0 | 0 | 0 |  | 0 | 0 | 15231.5684 | 64.6234
E02000466 | Havering 003 | 1397.3375 | 39210.9812 |  |  | 0 | 551.7544 | 662.368 | 0 | 0 | 0 | 0 | 0 | 0 |  | 0 | 0 | 0 | 41.8224
E02000467 | Havering 004 | 254.3369 | 7238.8188 |  |  | 0 | 439.425 | 1220.8352 | 140 | 0 | 0 | 433.2074 | 0 | 0 |  | 0 | 0 | 0 | 9.7266
E02000468 | Havering 005 | 1139.0519 | 30979.175 |  |  | 0 | 477.4 | 1103.9467 | 0 | 0 | 0 | 288.8049 | 0 | 0 |  | 0 | 0 | 0 | 33.9884
E02000469 | Havering 006 | 715.9913 | 19668.9688 |  |  | 0 | 4589.55 | 1155.8971 | 0 | 0 | 0 | 1709.295 | 0 | 0 |  | 0 | 0 | 0 | 27.8397
E02000470 | Havering 007 | 1666.1694 | 47289.2375 |  |  | 0 | 466.55 | 11364.1571 | 0 | 0 | 0 | 0 | 0 | 0 |  | 0 | 0 | 3125.4039 | 63.9115
E02000471 | Havering 008 | 655.3706 | 18652.8563 |  |  | 0 | 551.7544 | 1285.7732 | 0 | 0 | 0 | 0 | 0 | 0 |  | 0 | 0 | 0 | 21.1458
E02000472 | Havering 009 | 117.0487 | 3225.2438 |  |  | 0 | 3255 | 922.1202 | 0 | 0 | 0 | 0 | 0 | 0 |  | 0 | 0 | 6490.6782 | 14.0101
E02000473 | Havering 010 | 295.9369 | 8229.2625 |  |  | 0 | 3287.55 | 1155.8971 | 140 | 0 | 0 | 144.4025 | 0 | 0 |  | 0 | 0 | 3739.4562 | 16.9925
E02000474 | Havering 011 | 343.2894 | 7926.0938 |  |  | 0 | 551.7544 | 1181.8723 | 0 | 0 | 0 | 0 | 0 | 0 |  | 0 | 0 | 13850.6401 | 23.8536
E02000475 | Havering 012 | 1064.1394 | 30258.3688 |  |  | 0 | 3320.1 | 1194.8599 | 0 | 0 | 0 | 0 | 0 | 0 |  | 0 | 0 | 0 | 35.8375
E02000476 | Havering 013 | 89.2369 | 2539.8187 |  |  | 0 | 3450.3 | 5951.5714 | 280 | 0 | 0 | 2575.7098 | 0 | 0 |  | 0 | 0 | 3106.104 | 17.9927
E02000477 | Havering 014 | 134.2656 | 2901.725 |  |  | 0 | 3743.25 | 1039.0086 | 0 | 0 | 0 | 0 | 0 | 0 |  | 0 | 0 | 7076.7653 | 14.895
E02000478 | Havering 015 | 137.7188 | 3919.6875 |  |  | 0 | 551.7544 | 1179.8742 | 0 | 0 | 0 | 0 | 0 | 0 |  | 0 | 0 | 2223.4285 | 8.0125
E02000479 | Havering 016 | 94.1038 | 2273.65 |  |  | 0 | 3515.4 | 10584.9006 | 0 | 0 | 0 | 1709.295 | 0 | 0 |  | 0 | 0 | 3148.6426 | 21.326
E02000480 | Havering 017 | 1122.42 | 30676.7 |  |  | 0 | 551.7544 | 4347.6018 | 0 | 0 | 0 | 288.8049 | 0 | 0 |  | 0 | 0 | 3863.5271 | 40.8508
E02000481 | Havering 018 | 2813.655 | 76332.6187 |  |  | 0 | 551.7544 | 792.2441 | 140 | 0 | 0 | 0 | 0 | 0 |  | 0 | 0 | 3176.6078 | 83.8069
E02000482 | Havering 019 | 44.1851 | 1257.5768 |  |  | 0 | 515.375 | 1051.9963 | 0 | 0 | 0 | 433.2074 | 0 | 0 |  | 0 | 0 | 2555.4658 | 5.8578
E02000483 | Havering 020 | 191.1894 | 4407.625 |  |  | 0 | 526.225 | 5191.7963 | 140 | 0 | 0 | 144.4025 | 0 | 0 |  | 0 | 0 | 3000.9392 | 13.6022
E02000484 | Havering 021 | 574.2669 | 16051.7563 |  |  | 0 | 551.7544 | 922.1202 | 0 | 0 | 0 | 0 | 0 | 0 |  | 0 | 0 | 3302.648 | 21.4025
E02000485 | Havering 022 | 402.61 | 10461.5187 |  |  | 0 | 3320.1 | 1116.9343 | 140 | 0 | 0 | 0 | 0 | 0 |  | 0 | 0 | 3092.3184 | 18.5335
E02000486 | Havering 023 | 66.6006 | 1895.5563 |  |  | 0 | 417.725 | 974.0706 | 0 | 0 | 0 | 0 | 0 | 0 |  | 0 | 0 | 2949.3415 | 6.3033
E02000487 | Havering 024 | 3201.8756 | 90886.3375 |  |  | 0 | 3906 | 649.3804 | 140 | 0 | 559.5 | 0 | 0 | 0 |  | 0 | 0 | 3236.083 | 102.5792
E02000488 | Havering 025 | 470.2425 | 13383.825 |  |  | 0 | 551.7544 | 1179.8742 | 0 | 0 | 0 | 1709.295 | 0 | 0 |  | 0 | 0 | 3080.1082 | 20.3751
E02000489 | Havering 026 | 1705.2425 | 47224.2562 |  |  | 0 | 4719.75 | 1259.798 | 0 | 0 | 0 | 0 | 0 | 0 |  | 0 | 0 | 3050.5675 | 57.9596
E02000490 | Havering 027 | 809.0956 | 22798.0125 |  |  | 0 | 551.7544 | 909.1326 | 0 | 0 | 0 | 0 | 0 | 0 |  | 0 | 0 | 3039.1451 | 28.1071
E02000491 | Havering 028 | 1890.8338 | 53816.0375 |  |  | 0 | 352.625 | 740.2937 | 0 | 0 | 0 | 1709.295 | 0 | 347117.7414 |  | 0 | 0 | 5860.477 | 411.4873
E02000492 | Havering 029 | 2593.1912 | 73806.2125 |  |  | 0 | 551.7544 | 1179.8742 | 0 | 0 | 0 | 144.4025 | 0 | 0 |  | 0 | 0 | 2482.2049 | 80.7576
E02000493 | Havering 030 | 331.0044 | 8904.7437 |  |  | 0 | 551.7544 | 5571.6839 | 0 | 0 | 0 | 0 | 0 | 0 |  | 0 | 0 | 0 | 15.3592
E02000494 | Hillingdon 001 | 1450.3206 | 41271.1875 |  |  | 0 | 708.3908 | 5636.7572 | 140 | 0 | 0 | 0 | 0 | 0 |  | 0 | 0 | 0 | 49.2067
E02000495 | Hillingdon 002 | 985.4162 | 26690.875 |  |  | 0 | 3645.6 | 4727.4893 | 420 | 0 | 0 | 722.0123 | 0 | 0 |  | 0 | 0 | 0 | 37.1914
E02000496 | Hillingdon 003 | 248.0073 | 4231.1761 |  |  | 0 | 4524.45 | 4220.9726 | 0 | 0 | 0 | 0 | 0 | 0 |  | 0 | 0 | 2978.4883 | 16.2031
E02000497 | Hillingdon 004 | 566.7106 | 15416.05 |  |  | 0 | 708.3908 | 935.1078 | 140 | 0 | 0 | 0 | 0 | 0 |  | 0 | 0 | 0 | 17.7663
E02000498 | Hillingdon 005 | 958.7175 | 27029.8875 |  |  | 0 | 4166.4 | 5636.7572 | 0 | 0 | 559.5 | 0 | 0 | 0 |  | 0 | 0 | 12022.6628 | 50.3739
E02000499 | Hillingdon 006 | 172.6075 | 4729.525 |  |  | 0 | 708.3908 | 5402.845 | 0 | 0 | 0 | 0 | 0 | 0 |  | 0 | 0 | 2978.0944 | 13.9915
E02000500 | Hillingdon 007 | 490.23 | 13828.5187 |  |  | 0 | 3840.9 | 6078.2006 | 560 | 0 | 0 | 577.6099 | 0 | 0 |  | 0 | 0 | 0 | 25.3755
E02000501 | Hillingdon 008 | 196.4544 | 4798.6687 |  |  | 0 | 3320.1 | 4896.3283 | 0 | 0 | 0 | 0 | 0 | 0 |  | 0 | 0 | 3200.6342 | 16.4122
E02000502 | Hillingdon 009 | 656.6137 | 17890.425 |  |  | 0 | 708.3908 | 5636.7572 | 140 | 0 | 0 | 144.4025 | 0 | 0 |  | 0 | 0 | 2911.1355 | 28.0877
E02000503 | Hillingdon 010 | 266.2969 | 7579.2188 |  |  | 0 | 708.3908 | 12857.732 | 0 | 0 | 0 | 0 | 0 | 0 |  | 0 | 0 | 3364.0926 | 24.7757
E02000504 | Hillingdon 011 | 593.2631 | 16483.0375 |  |  | 0 | 3873.45 | 5636.7572 | 140 | 0 | 0 | 0 | 0 | 0 |  | 0 | 0 | 5707.6532 | 32.4342
E02000505 | Hillingdon 012 | 574.4456 | 16043.4312 |  |  | 0 | 708.3908 | 13572.0505 | 280 | 0 | 0 | 288.8049 | 0 | 0 |  | 0 | 0 | 7079.9163 | 38.547
E02000506 | Hillingdon 013 | 1866.2881 | 53117.4313 |  |  | 0 | 4752.3 | 12922.6701 | 0 | 0 | 0 | 0 | 0 | 0 |  | 0 | 0 | 0 | 72.6587
E02000507 | Hillingdon 014 | 1612.455 | 45244.2937 |  |  | 0 | 708.3908 | 5636.7572 | 0 | 0 | 0 | 0 | 0 | 0 |  | 0 | 0 | 3110.0428 | 56.3119
E02000508 | Hillingdon 015 | 782.1612 | 21421.6125 |  |  | 0 | 4426.8 | 11558.9712 | 280 | 0 | 0 | 144.4025 | 0 | 0 |  | 0 | 0 | 0 | 38.6139
E02000509 | Hillingdon 016 | 325.6175 | 9062.6875 |  |  | 0 | 4654.65 | 10260.2104 | 140 | 0 | 0 | 288.8049 | 0 | 0 |  | 0 | 0 | 3283.742 | 28.0157
E02000510 | Hillingdon 017 | 628.3631 | 17738.725 |  |  | 0 | 3547.95 | 1220.8352 | 0 | 7789.7311 | 0 | 0 | 0 | 0 |  | 0 | 0 | 0 | 30.9256
E02000511 | Hillingdon 018 | 876.4275 | 23412.9062 |  |  | 0 | 4426.8 | 4263.1824 | 0 | 0 | 0 | 0 | 0 | 0 |  | 0 | 0 | 6793.5686 | 39.7729
E02000512 | Hillingdon 019 | 128.5619 | 3659.0687 |  |  | 0 | 3840.9 | 5636.7572 | 0 | 0 | 0 | 0 | 0 | 0 |  | 0 | 0 | 0 | 13.2653
E02000513 | Hillingdon 020 | 474.8006 | 12891.0312 |  |  | 0 | 708.3908 | 10519.9626 | 0 | 0 | 0 | 1709.295 | 0 | 0 |  | 0 | 0 | 3499.9798 | 29.8035
E02000514 | Hillingdon 021 | 240.3212 | 6644.275 |  |  | 0 | 708.3908 | 4600.8602 | 0 | 0 | 0 | 1155.2197 | 0 | 0 |  | 0 | 0 | 4017.1386 | 17.3662
E02000515 | Hillingdon 022 | 984.4169 | 27739.1312 |  |  | 0 | 3743.25 | 4896.3283 | 140 | 0 | 997.9747 | 144.4025 | 1406.1902 | 0 |  | 0 | 0 | 13320.0895 | 53.3718
E02000516 | Hillingdon 023 | 679.4694 | 19335.9688 |  |  | 0 | 708.3908 | 11104.4049 | 0 | 0 | 0 | 0 | 0 | 0 |  | 0 | 0 | 3387.3313 | 35.2156
E02000517 | Hillingdon 024 | 578.5731 | 14783.8125 |  |  | 0 | 347.2 | 1272.7856 | 140 | 0 | 0 | 0 | 0 | 0 |  | 0 | 0 | 0 | 17.1224
E02000518 | Hillingdon 025 | 1112.1988 | 31654.8875 |  |  | 0 | 708.3908 | 5636.7572 | 0 | 0 | 0 | 288.8049 | 0 | 0 |  | 0 | 0 | 0 | 39.401
E02000519 | Hillingdon 026 | 351.975 | 9498.3625 |  |  | 0 | 708.3908 | 11883.6614 | 0 | 0 | 0 | 144.4025 | 52569.8813 | 0 |  | 0 | 0 | 8350.5594 | 83.5072
E02000520 | Hillingdon 027 | 2045.875 | 58060.1687 |  |  | 0 | 7074.2 | 1168.8847 | 140 | 0 | 357 | 0 | 0 | 0 |  | 0 | 0 | 13297.2447 | 82.1434
E02000521 | Hillingdon 028 | 868.8631 | 23692.025 |  |  | 0 | 708.3908 | 5636.7572 | 280 | 0 | 0 | 0 | 0 | 0 |  | 0 | 0 | 0 | 31.186
E02000522 | Hillingdon 029 | 436.2231 | 12083.9688 |  |  | 0 | 4491.9 | 1272.7856 | 0 | 0 | 0 | 0 | 0 | 0 |  | 0 | 0 | 3249.0809 | 21.534
E02000523 | Hillingdon 030 | 232.31 | 6579.7563 |  |  | 0 | 3515.4 | 1064.9839 | 0 | 2055.764 | 0 | 144.4025 | 0 | 0 |  | 0 | 0 | 3622.4751 | 17.2151
E02000524 | Hillingdon 031 | 4062.0531 | 115324.6062 |  |  | 11479.104 | 19519.7275 | 10844.6528 | 140 | 0 | 0 | 144.4025 | 0 | 0 |  | 0 | 0 | 5775.3999 | 167.2899
E02000525 | Hillingdon 032 | 1637.8294 | 45763.45 |  |  | 0 | 4817.4 | 5065.1672 | 0 | 0 | 0 | 0 | 0 | 0 |  | 0 | 0 | 3356.2151 | 60.6401
E02000526 | Hounslow 001 | 9.7378 | 277.1518 |  |  | 0 | 6987.4 | 13182.4222 | 140 | 0 | 0 | 144.4025 | 0 | 0 |  | 0 | 0 | 2980.4577 | 23.7216
E02000527 | Hounslow 002 | 64.1236 | 1750.593 |  |  | 0 | 7898.8 | 15909.8199 | 0 | 0 | 0 | 577.6099 | 0 | 0 |  | 0 | 0 | 2732.7098 | 28.9337
E02000528 | Hounslow 003 | 1044.8281 | 29737.416 |  | 24427.5755 | 0 | 4557 | 4389.8115 | 140 | 0 | 0 | 0 | 0 | 0 |  | 0 | 0 | 3488.5574 | 67.7852
E02000529 | Hounslow 004 | 235.1619 | 5065.7625 |  |  | 0 | 4101.3 | 4727.4893 | 0 | 0 | 0 | 0 | 0 | 0 |  | 0 | 0 | 0 | 14.1297
E02000530 | Hounslow 005 | 953.3794 | 27134.6437 |  |  | 0 | 734.9583 | 12987.6081 | 140 | 0 | 0 | 1709.295 | 0 | 0 |  | 0 | 0 | 2582.2493 | 46.2421
E02000531 | Hounslow 006 | 990.2637 | 26760.852 |  |  | 6351.7709 | 4752.3 | 4727.4893 | 0 | 0 | 0 | 288.8049 | 0 | 0 |  | 0 | 0 | 3495.2532 | 47.3667
E02000532 | Hounslow 007 | 486.888 | 9909.4514 | 28764.4495 |  | 0 | 6770.4 | 1155.8971 | 280 | 0 | 0 | 0 | 0 | 0 |  | 0 | 1050.0815 | 3274.289 | 51.6915
E02000533 | Hounslow 008 | 214.5325 | 5928.0938 |  |  | 0 | 8159.2 | 4854.1185 | 0 | 0 | 0 | 0 | 0 | 0 |  | 0 | 0 | 3002.9086 | 22.1589
E02000534 | Hounslow 009 | 11.8544 | 203.0375 |  |  | 0 | 4784.85 | 5437.3802 | 140 | 0 | 0 | 1709.295 | 0 | 0 |  | 0 | 0 | 2783.1259 | 15.0695
E02000535 | Hounslow 010 | 84.9875 | 2418.875 |  |  | 0 | 734.9583 | 1233.8228 | 0 | 0 | 0 | 0 | 0 | 0 |  | 0 | 0 | 6948.7557 | 11.4214
E02000536 | Hounslow 011 | 432.6888 | 11527.35 |  |  | 0 | 734.9583 | 4854.1185 | 140 | 0 | 0 | 0 | 0 | 0 |  | 0 | 0 | 0 | 17.6891
E02000537 | Hounslow 012 | 372.0011 | 10389.7731 |  |  | 0 | 4622.1 | 5234.0061 | 0 | 0 | 0 | 0 | 0 | 0 |  | 0 | 0 | 0 | 20.6179
E02000538 | Hounslow 013 | 823.6556 | 22418.5312 |  |  | 0 | 3743.25 | 5437.3802 | 0 | 0 | 0 | 144.4025 | 0 | 0 |  | 0 | 0 | 3209.2995 | 35.7765
E02000539 | Hounslow 014 | 103.0137 | 2931.9281 |  |  | 0 | 4036.2 | 5529.4741 | 140 | 0 | 0 | 144.4025 | 0 | 0 |  | 0 | 0 | 3771.754 | 16.6568
E02000540 | Hounslow 015 | 252.0538 | 5549.5375 |  |  | 0 | 3417.75 | 4769.6991 | 0 | 0 | 0 | 0 | 0 | 0 |  | 0 | 0 | 7742.8091 | 21.7318
E02000541 | Hounslow 016 | 59.9787 | 1707.0875 |  |  | 0 | 4133.85 | 4643.0699 | 0 | 0 | 0 | 288.8049 | 0 | 0 |  | 0 | 0 | 0 | 10.8328
E02000542 | Hounslow 017 | 58.1181 | 1654.1312 |  |  | 0 | 4101.3 | 5437.3802 | 0 | 0 | 0 | 0 | 0 | 0 |  | 0 | 0 | 14367.799 | 25.6187
E02000543 | Hounslow 018 | 88.0669 | 2452.4062 |  |  | 0 | 3547.95 | 5951.5714 | 140 | 0 | 0 | 0 | 0 | 0 |  | 0 | 0 | 4623.7072 | 16.8037
E02000544 | Hounslow 019 | 174.7688 | 3409.55 |  |  | 93696.2294 | 4036.2 | 4347.6018 | 0 | 0 | 0 | 0 | 0 | 1948443.926 |  | 0 | 0 | 3106.104 | 2057.2144
E02000545 | Hounslow 020 | 70.1879 | 57.2371 |  | 22293.1271 | 0 | 4524.45 | 13766.8646 | 140 | 0 | 0 | 1709.295 | 0 | 0 |  | 0 | 0 | 2927.6783 | 45.4888
E02000546 | Hounslow 021 | 1616.6962 | 45987.9938 |  |  | 0 | 734.9583 | 5437.3802 | 0 | 0 | 0 | 0 | 0 | 0 |  | 0 | 0 | 0 | 53.777
E02000547 | Hounslow 022 | 737.7825 | 18962.9625 |  |  | 0 | 6683.6 | 5437.3802 | 0 | 0 | 0 | 1709.295 | 0 | 0 |  | 0 | 0 | 0 | 33.531
E02000548 | Hounslow 023 | 1091.1875 | 31056.875 |  |  | 0 | 4817.4 | 1064.9839 | 0 | 0 | 0 | 0 | 0 | 0 |  | 0 | 0 | 0 | 38.0304
E02000549 | Hounslow 024 | 868.335 | 24550.8875 |  |  | 0 | 439.425 | 5318.4255 | 0 | 0 | 559.5 | 577.6099 | 0 | 0 |  | 0 | 0 | 3908.4289 | 36.2226
E02000550 | Hounslow 025 | 59.2475 | 1686.275 |  |  | 0 | 734.9583 | 5022.9574 | 0 | 0 | 0 | 3418.59 | 0 | 0 |  | 0 | 0 | 0 | 10.922
E02000551 | Hounslow 026 | 961.7237 | 27318.025 |  |  | 0 | 734.9583 | 4432.0213 | 280 | 0 | 0 | 0 | 0 | 0 |  | 0 | 0 | 2979.6699 | 36.7064
E02000552 | Hounslow 027 | 1644.0125 | 45583.7688 |  |  | 0 | 734.9583 | 5437.3802 | 0 | 0 | 498.9873 | 0 | 0 | 0 |  | 0 | 0 | 12961.2687 | 66.8604
E02000553 | Hounslow 028 | 593.3119 | 14778.9562 |  |  | 0 | 3417.75 | 1013.0334 | 0 | 0 | 0 | 144.4025 | 0 | 0 |  | 0 | 0 | 2367.1932 | 22.3146
E02000554 | Islington 001 | 93.925 | 2673.25 |  |  | 0 | 406.875 | 1116.9343 | 280 | 0 | 0 | 0 | 0 | 0 |  | 0 | 0 | 0 | 4.571
E02000555 | Islington 002 | 38.8944 | 1106.7625 | 36723.0512 |  | 0 | 509.95 | 4220.9726 | 0 | 0 | 0 | 144.4025 | 0 | 0 |  | 0 | 1717.2509 | 0 | 44.4613
E02000556 | Islington 003 | 41.1856 | 1172.2062 |  |  | 0 | 3482.85 | 5065.1672 | 140 | 0 | 0 | 288.8049 | 0 | 0 |  | 0 | 0 | 7478.9124 | 17.6691
E02000557 | Islington 004 | 81.1119 | 2308.5687 |  |  | 0 | 3352.65 | 1285.7732 | 700 | 0 | 0 | 0 | 0 | 0 |  | 0 | 0 | 6300.0423 | 14.0281
E02000558 | Islington 005 | 21.1331 | 601.4813 |  |  | 0 | 3547.95 | 6204.8298 | 0 | 0 | 0 | 144.4025 | 0 | 0 | 130.7704 | 0 | 0 | 3306.1929 | 13.9568
E02000559 | Islington 006 | 63.2612 | 1748.7125 |  |  | 0 | 3645.6 | 4516.4407 | 0 | 0 | 0 | 0 | 0 | 0 |  | 0 | 0 | 3041.1145 | 13.0151
E02000560 | Islington 007 | 22.815 | 649.35 | 174433.392 |  | 0 | 3450.3 | 4727.4893 | 420 | 0 | 0 | 866.4148 | 0 | 0 |  | 0 | 3225.9627 | 2818.9686 | 190.6147
E02000561 | Islington 008 | 50.7812 | 1445.3125 |  |  | 0 | 3710.7 | 1194.8599 | 280 | 0 | 0 | 0 | 0 | 0 |  | 0 | 0 | 2394.7645 | 9.0764
E02000562 | Islington 009 | 118.8688 | 3383.1875 |  |  | 0 | 520.8 | 5951.5714 | 0 | 0 | 0 | 0 | 0 | 0 |  | 0 | 0 | 3055.6879 | 13.0301
E02000563 | Islington 010 | 38.7969 | 1104.2188 |  |  | 0 | 3580.5 | 4516.4407 | 0 | 0 | 0 | 0 | 0 | 0 |  | 0 | 0 | 3438.5351 | 12.6785
E02000564 | Islington 011 | 42.7131 | 1215.6813 |  |  | 0 | 3678.15 | 5487.2644 | 0 | 0 | 0 | 144.4025 | 0 | 0 | 130.7704 | 0 | 0 | 3237.2646 | 13.9362
E02000565 | Islington 012 | 26.6419 | 758.2687 |  |  | 0 | 3320.1 | 4305.3921 | 0 | 0 | 0 | 0 | 0 | 0 |  | 0 | 0 | 5601.3068 | 14.0117
E02000566 | Islington 013 | 107.0956 | 2714.6438 |  |  | 0 | 4589.55 | 5402.845 | 0 | 0 | 0 | 288.8049 | 0 | 0 |  | 0 | 0 | 3008.029 | 16.111
E02000567 | Islington 014 | 55.5994 | 1582.4437 | 40686.1378 |  | 0 | 3743.25 | 4896.3283 | 0 | 0 | 0 | 0 | 0 | 0 |  | 0 | 1735.4893 | 3644.926 | 56.3442
E02000568 | Islington 015 | 189.8081 | 5402.2312 |  |  | 0 | 3710.7 | 4347.6018 | 0 | 0 | 0 | 0 | 0 | 0 |  | 0 | 0 | 3454.684 | 17.105
E02000569 | Islington 016 | 65.8125 | 1873.125 |  |  | 0 | 4491.9 | 11169.343 | 140 | 0 | 0 | 288.8049 | 0 | 0 |  | 0 | 0 | 3836.7435 | 21.8657
E02000570 | Islington 017 | 68.2987 | 1943.8875 | 54518.2101 |  | 0 | 3482.85 | 5613.8936 | 140 | 0 | 0 | 0 | 0 | 0 | 130.7704 | 0 | 896.7919 | 3124.6162 | 69.9193
E02000571 | Islington 018 | 55.0306 | 1566.2562 |  |  | 0 | 3938.55 | 5234.0061 | 0 | 0 | 0 | 0 | 0 | 0 |  | 0 | 0 | 3146.6732 | 13.9405
E02000572 | Islington 019 | 81.0144 | 2305.7937 |  |  | 0 | 3971.1 | 1285.7732 | 0 | 0 | 0 | 0 | 0 | 0 |  | 0 | 0 | 3491.3145 | 11.135
E02000573 | Islington 020 | 45.3537 | 1290.8375 | 164969.132 |  | 0 | 6596.8 | 15065.6254 | 140 | 0 | 0 | 577.6099 | 0 | 0 |  | 29200 | 6233.443 | 3199.8464 | 227.3186
E02000574 | Islington 021 | 48.8231 | 1389.5812 |  |  | 0 | 4296.6 | 5824.9422 | 0 | 0 | 0 | 0 | 0 | 0 | 130.7704 | 0 | 0 | 3293.9827 | 14.9847
E02000575 | Islington 022 | 81.6725 | 2324.525 |  |  | 0 | 6900.6 | 12727.8559 | 420 | 0 | 0 | 288.8049 | 84984.3691 | 0 |  | 0 | 0 | 4397.2287 | 112.1251
E02000576 | Islington 023 | 30.6778 | 873.1367 |  |  | 0 | 8419.6 | 10779.7147 | 420 | 0 | 0 | 866.4148 | 28376.1979 | 0 | 130.7704 | 0 | 0 | 3813.111 | 53.7096
E02000577 | Kensington and Chelsea 001 | 75.14 | 2138.3688 |  |  | 0 | 4817.4 | 11299.219 | 0 | 0 | 0 | 144.4025 | 0 | 0 |  | 0 | 0 | 3236.083 | 21.7106
E02000578 | Kensington and Chelsea 002 | 54.0719 | 1512.6063 |  |  | 0 | 4198.95 | 5107.3769 | 0 | 0 | 0 | 0 | 0 | 0 |  | 0 | 0 | 2631.4838 | 13.5045
E02000579 | Kensington and Chelsea 003 | 55.9569 | 1592.6188 |  |  | 0 | 4068.75 | 5951.5714 | 280 | 0 | 0 | 0 | 0 | 0 |  | 0 | 0 | 3071.0491 | 15.0199
E02000580 | Kensington and Chelsea 004 | 14.1375 | 402.375 |  |  | 0 | 4557 | 20974.9871 | 140 | 0 | 0 | 288.8049 | 0 | 0 |  | 0 | 0 | 3210.0872 | 29.5874
E02000581 | Kensington and Chelsea 005 | 58.9062 | 1676.5625 |  |  | 0 | 3906 | 5867.152 | 280 | 0 | 0 | 0 | 0 | 0 |  | 0 | 0 | 3227.0239 | 15.0156
E02000582 | Kensington and Chelsea 006 | 0 | 0 | 26046.9885 |  | 0 | 7725.2 | 25455.7119 | 420 | 0 | 0 | 433.2074 | 0 | 0 |  | 0 | 1204.5373 | 3245.1422 | 64.5308
E02000583 | Kensington and Chelsea 007 | 79.9508 | 2275.5227 |  |  | 0 | 7985.6 | 17273.5188 | 140 | 0 | 0 | 144.4025 | 0 | 0 |  | 0 | 0 | 2997.7882 | 30.8968
E02000584 | Kensington and Chelsea 008 | 1.2025 | 34.225 |  |  | 0 | 8506.4 | 26299.9064 | 280 | 0 | 0 | 0 | 0 | 0 |  | 0 | 0 | 3279.4093 | 38.4011
E02000585 | Kensington and Chelsea 009 | 4.5419 | 129.2688 |  |  | 0 | 7595 | 14546.1211 | 140 | 0 | 0 | 0 | 0 | 0 |  | 0 | 0 | 3524.7939 | 25.9397
E02000586 | Kensington and Chelsea 010 | 11.4964 | 327.2059 |  |  | 0 | 17477.915 | 18312.5274 | 0 | 0 | 0 | 0 | 0 | 0 |  | 0 | 0 | 6872.3438 | 43.0015
E02000587 | Kensington and Chelsea 011 | 39.1929 | 1115.4916 |  |  | 0 | 7942.2 | 30131.2508 | 280 | 0 | 0 | 866.4148 | 0 | 0 |  | 0 | 0 | 3195.5138 | 43.5701
E02000588 | Kensington and Chelsea 012 | 48.8681 | 1390.8621 |  |  | 0 | 21479.8675 | 35650.9842 | 140 | 0 | 0 | 433.2074 | 0 | 0 |  | 0 | 0 | 3284.1359 | 62.4279
E02000589 | Kensington and Chelsea 013 | 25.025 | 712.25 | 85706.1753 |  | 0 | 471.975 | 15260.4395 | 140 | 0 | 0 | 433.2074 | 0 | 0 | 130.7704 | 0 | 3513.8286 | 0 | 106.3937
E02000590 | Kensington and Chelsea 014 | 24.3994 | 694.4438 |  |  | 0 | 19029.6925 | 31300.1355 | 420 | 0 | 0 | 144.4025 | 0 | 0 | 392.3112 | 0 | 0 | 3362.1232 | 55.3675
E02000591 | Kensington and Chelsea 015 | 24.8788 | 708.0875 |  |  | 0 | 3808.35 | 15195.5015 | 0 | 0 | 0 | 2286.9049 | 0 | 0 |  | 0 | 0 | 2719.7119 | 24.7434
E02000592 | Kensington and Chelsea 016 | 71.2644 | 2028.2938 |  |  | 0 | 17967.95 | 19481.4122 | 140 | 0 | 0 | 288.8049 | 0 | 0 |  | 0 | 0 | 3037.1758 | 43.0149
E02000593 | Kensington and Chelsea 017 | 0.11375 | 3.2375 |  |  | 0 | 959.3684 | 16689.0764 | 280 | 0 | 0 | 0 | 0 | 0 |  | 0 | 0 | 3004.4841 | 20.9363
E02000594 | Kensington and Chelsea 018 | 0 | 0 |  |  | 0 | 20418.125 | 36819.869 | 0 | 0 | 0 | 144.4025 | 0 | 0 |  | 0 | 0 | 3262.8666 | 60.6453
E02000595 | Kensington and Chelsea 019 | 10.6724 | 303.752 |  |  | 0 | 18376.3125 | 22663.3761 | 0 | 0 | 0 | 433.2074 | 0 | 0 |  | 0 | 0 | 3191.5751 | 44.9789
E02000596 | Kensington and Chelsea 020 | 0 | 0 |  |  | 0 | 959.3684 | 17857.9611 | 140 | 0 | 0 | 577.6099 | 0 | 0 |  | 0 | 0 | 2970.6108 | 22.5056
E02000597 | Kensington and Chelsea 021 | 1.1496 | 32.7189 |  |  | 0 | 7508.2 | 12922.6701 | 0 | 0 | 0 | 288.8049 | 0 | 0 |  | 0 | 0 | 3436.1719 | 24.1897
E02000598 | Kingston upon Thames 001 | 37.9922 | 62.6599 |  |  | 0 | 4557 | 5205.8662 | 280 | 0 | 0 | 144.4025 | 0 | 0 |  | 0 | 0 | 0 | 10.2879
E02000599 | Kingston upon Thames 002 | 19.7339 | 84.3561 |  |  | 0 | 681.225 | 5205.8662 | 0 | 0 | 0 | 0 | 0 | 0 |  | 0 | 0 | 0 | 5.9912
E02000600 | Kingston upon Thames 003 | 220.48 | 6234.0375 |  |  | 1071.383 | 3906 | 4643.0699 | 0 | 0 | 0 | 0 | 0 | 0 |  | 0 | 0 | 0 | 16.075
E02000601 | Kingston upon Thames 004 | 95.94 | 2730.6 |  |  | 0 | 6596.8 | 6035.9909 | 140 | 0 | 0 | 0 | 0 | 0 |  | 0 | 0 | 0 | 15.5993
E02000602 | Kingston upon Thames 005 | 138.7506 | 3949.0563 |  |  | 0 | 4524.45 | 5360.6352 | 560 | 0 | 559.5 | 1709.295 | 0 | 0 |  | 0 | 0 | 0 | 16.8017
E02000603 | Kingston upon Thames 006 | 298.1306 | 7824.8062 |  |  | 0 | 401.45 | 9935.5202 | 0 | 0 | 0 | 0 | 0 | 0 |  | 0 | 0 | 3467.6819 | 21.9276
E02000604 | Kingston upon Thames 007 | 414.7731 | 9983.0625 |  |  | 0 | 4622.1 | 5698.3131 | 420 | 0 | 0 | 722.0123 | 0 | 0 |  | 0 | 0 | 0 | 21.8603
E02000605 | Kingston upon Thames 008 | 331.8656 | 8155.0312 |  |  | 0 | 3450.3 | 4854.1185 | 0 | 7789.7311 | 0 | 0 | 0 | 0 |  | 0 | 0 | 3376.3028 | 27.9573
E02000606 | Kingston upon Thames 009 | 130.8938 | 3725.4375 |  | 16601.2649 | 0 | 4133.85 | 15390.3156 | 280 | 0 | 0 | 722.0123 | 0 | 0 |  | 0 | 0 | 6608.8409 | 47.5926
E02000607 | Kingston upon Thames 010 | 217.6931 | 5209.8313 |  |  | 14790.384 | 4003.65 | 5205.8662 | 0 | 0 | 0 | 0 | 0 | 248876.8712 |  | 0 | 0 | 6298.8607 | 284.6032
E02000608 | Kingston upon Thames 011 | 129.545 | 3687.05 |  |  | 0 | 6770.4 | 9740.7061 | 0 | 0 | 0 | 866.4148 | 0 | 0 |  | 0 | 0 | 0 | 21.1941
E02000609 | Kingston upon Thames 012 | 196.1619 | 5036.8562 |  |  | 0 | 681.225 | 1090.9591 | 140 | 0 | 0 | 0 | 0 | 0 |  | 0 | 0 | 3113.1938 | 10.2584
E02000610 | Kingston upon Thames 013 | 223.4863 | 6360.7625 |  |  | 0 | 3743.25 | 4516.4407 | 0 | 0 | 0 | 0 | 0 | 0 |  | 0 | 0 | 0 | 14.8439
E02000611 | Kingston upon Thames 014 | 426.0913 | 8847.3937 |  |  | 0 | 681.225 | 1103.9467 | 0 | 0 | 0 | 144.4025 | 0 | 0 |  | 0 | 0 | 6634.4428 | 17.8375
E02000612 | Kingston upon Thames 015 | 518.3425 | 14433.4688 |  |  | 0 | 681.225 | 5205.8662 | 0 | 0 | 0 | 288.8049 | 0 | 0 |  | 0 | 0 | 3438.5351 | 24.5662
E02000613 | Kingston upon Thames 016 | 135.1756 | 3847.3063 |  |  | 0 | 681.225 | 1116.9343 | 0 | 0 | 0 | 0 | 0 | 0 |  | 0 | 0 | 0 | 5.7806
E02000614 | Kingston upon Thames 017 | 1294.5319 | 35487.8562 |  |  | 0 | 3906 | 4600.8602 | 0 | 0 | 0 | 0 | 0 | 0 |  | 0 | 0 | 3797.3559 | 49.0866
E02000615 | Kingston upon Thames 018 | 348.855 | 8736.8563 |  |  | 0 | 3417.75 | 4600.8602 | 140 | 0 | 0 | 288.8049 | 0 | 0 |  | 0 | 0 | 6566.3023 | 24.0994
E02000616 | Kingston upon Thames 019 | 180.7488 | 4503.5938 |  |  | 0 | 681.225 | 5205.8662 | 0 | 0 | 0 | 0 | 0 | 0 |  | 0 | 0 | 2599.9737 | 13.1714
E02000617 | Kingston upon Thames 020 | 1477.6775 | 41448.7875 |  |  | 0 | 4524.45 | 4220.9726 | 280 | 0 | 0 | 0 | 0 | 0 |  | 0 | 0 | 3622.0812 | 55.574
E02000618 | Lambeth 001 | 79.9074 | 2274.2866 | 52125.6094 |  | 0 | 6857.2 | 23312.7565 | 140 | 0 | 0 | 288.8049 | 0 | 0 | 130.7704 | 0 | 1458.8738 | 3134.0692 | 89.8023
E02000619 | Lambeth 002 | 76.8869 | 2188.3187 |  |  | 0 | 4394.25 | 805.2317 | 0 | 0 | 0 | 0 | 0 | 0 |  | 0 | 0 | 3106.104 | 10.5708
E02000620 | Lambeth 003 | 95.5744 | 2639.2562 | 24565.3998 |  | 0 | 6683.6 | 4685.2796 | 0 | 0 | 0 | 1709.295 | 0 | 0 | 130.7704 | 0 | 1654.7168 | 7496.2429 | 49.6601
E02000621 | Lambeth 004 | 66.8363 | 1902.2625 |  |  | 0 | 7595 | 10325.1484 | 0 | 0 | 0 | 144.4025 | 0 | 0 | 130.7704 | 0 | 0 | 3788.2968 | 23.9527
E02000622 | Lambeth 005 | 155.7007 | 4431.4804 |  |  | 0 | 3775.8 | 1051.9963 | 0 | 0 | 0 | 0 | 0 | 0 |  | 0 | 0 | 2954.8557 | 12.3698
E02000623 | Lambeth 006 | 43.1275 | 1227.475 |  |  | 0 | 559.209 | 870.1697 | 0 | 0 | 0 | 0 | 0 | 0 |  | 0 | 0 | 3002.1208 | 5.7021
E02000624 | Lambeth 007 | 109.8012 | 3011.3375 |  |  | 0 | 336.35 | 961.083 | 0 | 0 | 0 | 0 | 0 | 0 |  | 0 | 0 | 3040.3268 | 7.4589
E02000625 | Lambeth 008 | 99.3037 | 2826.3375 |  |  | 0 | 3645.6 | 1194.8599 | 0 | 0 | 0 | 0 | 0 | 0 | 130.7704 | 0 | 0 | 3499.9798 | 11.3969
E02000626 | Lambeth 009 | 39.9409 | 1136.7805 |  |  | 0 | 455.7 | 883.1574 | 0 | 0 | 0 | 0 | 0 | 0 |  | 0 | 0 | 3278.2277 | 5.7938
E02000627 | Lambeth 010 | 31.8581 | 906.7313 |  |  | 0 | 488.25 | 961.083 | 0 | 0 | 0 | 0 | 0 | 0 |  | 0 | 0 | 3394.4211 | 5.7823
E02000628 | Lambeth 011 | 95.1031 | 2706.7812 |  |  | 0 | 466.55 | 5487.2644 | 0 | 0 | 0 | 144.4025 | 0 | 0 | 261.5408 | 0 | 0 | 3890.7045 | 13.0523
E02000629 | Lambeth 012 | 27.5925 | 727.975 |  |  | 0 | 3255 | 5191.7963 | 0 | 0 | 0 | 288.8049 | 0 | 0 |  | 0 | 0 | 3321.9479 | 12.8131
E02000630 | Lambeth 013 | 90.2362 | 2568.2625 | 26888.156 |  | 0 | 3873.45 | 6120.4103 | 0 | 0 | 0 | 0 | 0 | 0 |  | 0 | 1423.9224 | 2602.337 | 43.5668
E02000631 | Lambeth 014 | 190.4106 | 5419.3799 | 272269.9073 |  | 0 | 559.209 | 1064.9839 | 0 | 0 | 1881.8762 | 0 | 0 | 0 |  | 0 | 4327.1829 | 3275.8645 | 288.9888
E02000632 | Lambeth 015 | 11.3506 | 323.0562 |  |  | 0 | 4166.4 | 4896.3283 | 0 | 0 | 0 | 577.6099 | 0 | 0 |  | 0 | 0 | 3536.2163 | 13.511
E02000633 | Lambeth 016 | 95.9725 | 2731.525 | 35626.1131 |  | 0 | 471.975 | 4305.3921 | 0 | 0 | 0 | 1853.6975 | 0 | 0 |  | 0 | 1530.4727 | 3071.8368 | 49.687
E02000634 | Lambeth 017 | 55.0794 | 1567.6437 |  |  | 0 | 3255 | 11429.0951 | 0 | 0 | 0 | 144.4025 | 0 | 0 |  | 0 | 0 | 2657.0857 | 19.1083
E02000635 | Lambeth 018 | 0 | 0 |  |  | 0 | 341.775 | 974.0706 | 0 | 0 | 0 | 144.4025 | 0 | 0 |  | 0 | 0 | 6540.3065 | 8.0006
E02000636 | Lambeth 019 | 335.5138 | 9549.2375 |  |  | 0 | 559.209 | 11494.0332 | 0 | 0 | 0 | 1709.295 | 0 | 0 | 130.7704 | 0 | 0 | 2675.9917 | 26.4541
E02000637 | Lambeth 020 | 0.68973 | 19.6308 |  |  | 0 | 3873.45 | 1077.9715 | 0 | 0 | 0 | 144.4025 | 0 | 0 |  | 0 | 0 | 2967.4598 | 8.0836
E02000638 | Lambeth 021 | 153.1887 | 4284.1375 |  |  | 0 | 559.209 | 1051.9963 | 0 | 0 | 0 | 144.4025 | 0 | 0 |  | 0 | 0 | 3418.8414 | 9.6118
E02000639 | Lambeth 022 | 153.0831 | 4356.9812 |  |  | 0 | 559.209 | 6289.2492 | 0 | 0 | 0 | 144.4025 | 0 | 0 |  | 0 | 0 | 3340.854 | 14.8438
E02000640 | Lambeth 023 | 59.8162 | 1702.4625 |  |  | 0 | 3385.2 | 4690.726 | 0 | 0 | 0 | 0 | 0 | 0 |  | 0 | 0 | 3283.3481 | 13.1216
E02000641 | Lambeth 024 | 0.20722 | 5.8977 |  |  | 0 | 559.209 | 1103.9467 | 0 | 0 | 0 | 0 | 0 | 0 |  | 0 | 0 | 0 | 1.6693
E02000642 | Lambeth 025 | 111.4202 | 59.9519 |  |  | 0 | 515.375 | 1272.7856 | 0 | 0 | 0 | 433.2074 | 0 | 0 |  | 0 | 0 | 3553.5469 | 5.9463
E02000643 | Lambeth 026 | 84.5812 | 2407.3125 |  |  | 0 | 559.209 | 1064.9839 | 0 | 0 | 0 | 433.2074 | 0 | 0 |  | 0 | 0 | 12662.317 | 17.2116
E02000644 | Lambeth 027 | 43.3306 | 1233.2562 |  |  | 0 | 559.209 | 1194.8599 | 0 | 0 | 0 | 577.6099 | 0 | 0 |  | 0 | 0 | 0 | 3.6083
E02000645 | Lambeth 028 | 5.7038 | 95.0438 | 58746.6824 |  | 0 | 303.8 | 1168.8847 | 0 | 0 | 0 | 0 | 0 | 0 |  | 0 | 1386.7367 | 3318.7969 | 65.0256
E02000646 | Lambeth 029 | 76.2288 | 2169.5875 |  |  | 0 | 531.65 | 5318.4255 | 0 | 0 | 0 | 866.4148 | 0 | 0 |  | 0 | 0 | 0 | 8.9623
E02000647 | Lambeth 030 | 43.7002 | 1243.7756 |  |  | 0 | 559.209 | 4690.726 | 0 | 0 | 0 | 0 | 0 | 0 |  | 0 | 0 | 0 | 6.5374
E02000648 | Lambeth 031 | 4.0823 | 1.026 |  |  | 0 | 559.209 | 4690.726 | 0 | 0 | 997.9747 | 0 | 0 | 0 |  | 0 | 0 | 2766.1893 | 9.0192
E02000649 | Lambeth 032 | 35.6037 | 1013.3375 |  |  | 0 | 423.15 | 1064.9839 | 0 | 0 | 0 | 0 | 0 | 0 |  | 0 | 0 | 3892.28 | 6.4294
E02000650 | Lambeth 033 | 165.1731 | 4701.0813 |  |  | 0 | 385.175 | 1129.9219 | 0 | 0 | 0 | 0 | 0 | 0 |  | 0 | 0 | 2984.7903 | 9.3661
E02000651 | Lambeth 034 | 54.5421 | 1552.3521 |  |  | 0 | 499.1 | 4938.538 | 0 | 0 | 0 | 144.4025 | 0 | 0 |  | 0 | 0 | 3117.1325 | 10.3061
E02000652 | Lambeth 035 | 40.95 | 807.0625 |  |  | 0 | 515.375 | 4690.726 | 0 | 0 | 0 | 0 | 0 | 0 |  | 0 | 0 | 2724.8323 | 8.7789
E02000653 | Lewisham 001 | 178.7419 | 4932.3313 |  |  | 0 | 3547.95 | 5529.4741 | 0 | 0 | 0 | 0 | 0 | 0 |  | 0 | 0 | 3071.8368 | 17.2603
E02000654 | Lewisham 002 | 236.2425 | 6621.3813 |  |  | 0 | 455.7 | 974.0706 | 280 | 0 | 0 | 0 | 0 | 0 |  | 0 | 0 | 3153.763 | 11.7212
E02000655 | Lewisham 003 | 138.385 | 3938.65 |  |  | 551880 | 415.838 | 9805.6441 | 140 | 0 | 0 | 144.4025 | 0 | 0 |  | 0 | 0 | 3318.0092 | 569.7809
E02000656 | Lewisham 004 | 168.5369 | 4542.9062 | 215554.035 |  | 0 | 434 | 987.0582 | 140 | 0 | 0 | 0 | 0 | 0 |  | 0 | 4202.9612 | 3377.0905 | 229.4066
E02000657 | Lewisham 005 | 89.7812 | 2075.2375 |  |  | 0 | 379.75 | 1026.021 | 140 | 0 | 0 | 144.4025 | 0 | 0 |  | 0 | 0 | 3424.7495 | 7.2799
E02000658 | Lewisham 006 | 124.0444 | 3530.4938 |  |  | 0 | 417.725 | 1000.0458 | 140 | 0 | 0 | 0 | 0 | 0 |  | 0 | 0 | 3228.9933 | 8.4413
E02000659 | Lewisham 007 | 368.5581 | 10489.7313 |  |  | 0 | 515.375 | 9805.6441 | 140 | 0 | 0 | 0 | 0 | 0 |  | 0 | 0 | 2901.6825 | 24.221
E02000660 | Lewisham 008 | 82.8019 | 2356.6687 |  |  | 0 | 401.45 | 922.1202 | 0 | 0 | 0 | 0 | 0 | 0 |  | 0 | 0 | 3022.2085 | 6.7852
E02000661 | Lewisham 009 | 770.0631 | 21726.4 |  |  | 0 | 412.3 | 11623.9093 | 0 | 0 | 0 | 144.4025 | 0 | 0 |  | 0 | 0 | 2299.0526 | 36.9761
E02000662 | Lewisham 010 | 114.3919 | 2717.4187 |  |  | 0 | 276.675 | 831.2069 | 140 | 0 | 0 | 0 | 0 | 0 |  | 0 | 0 | 2913.1049 | 6.9928
E02000663 | Lewisham 011 | 127.0019 | 3614.6687 |  |  | 0 | 415.838 | 4727.4893 | 0 | 0 | 0 | 144.4025 | 0 | 0 |  | 0 | 0 | 2708.2895 | 11.7377
E02000664 | Lewisham 012 | 274.9744 | 7696.4625 |  |  | 0 | 471.975 | 5740.5228 | 280 | 0 | 0 | 1853.6975 | 0 | 0 |  | 0 | 0 | 3571.2713 | 19.8889
E02000665 | Lewisham 013 | 59.7493 | 1627.7123 | 27257.8878 |  | 0 | 461.125 | 4305.3921 | 0 | 0 | 0 | 0 | 0 | 0 |  | 0 | 997.4767 | 5269.2695 | 39.9786
E02000666 | Lewisham 014 | 225.3794 | 6414.6438 |  |  | 0 | 415.838 | 1129.9219 | 0 | 0 | 0 | 0 | 0 | 0 |  | 0 | 0 | 2880.4132 | 11.0662
E02000667 | Lewisham 015 | 101.8631 | 2899.1813 |  |  | 0 | 379.75 | 1129.9219 | 140 | 0 | 0 | 0 | 0 | 0 |  | 0 | 0 | 2475.9029 | 7.1266
E02000668 | Lewisham 016 | 31.6388 | 900.4875 |  |  | 0 | 415.838 | 4769.6991 | 0 | 0 | 0 | 0 | 0 | 0 |  | 0 | 0 | 0 | 6.1177
E02000669 | Lewisham 017 | 19.2644 | 548.2938 |  |  | 0 | 406.875 | 1116.9343 | 0 | 0 | 0 | 144.4025 | 0 | 0 |  | 0 | 0 | 2861.1133 | 5.0969
E02000670 | Lewisham 018 | 168.6344 | 4646.9688 |  |  | 0 | 368.9 | 5065.1672 | 0 | 0 | 0 | 0 | 0 | 0 |  | 0 | 0 | 5556.0111 | 15.8057
E02000671 | Lewisham 019 | 175.8494 | 4929.325 |  |  | 0 | 406.875 | 1077.9715 | 140 | 0 | 0 | 0 | 0 | 0 |  | 0 | 0 | 0 | 6.73
E02000672 | Lewisham 020 | 318.8737 | 9072.4 |  |  | 0 | 379.75 | 4305.3921 | 420 | 0 | 0 | 2864.5147 | 0 | 0 |  | 0 | 0 | 3175.4262 | 20.5364
E02000673 | Lewisham 021 | 89.2805 | 2541.0606 |  |  | 0 | 352.625 | 4516.4407 | 140 | 0 | 0 | 288.8049 | 0 | 0 |  | 0 | 0 | 0 | 7.9282
E02000674 | Lewisham 022 | 14.3731 | 100.825 |  |  | 0 | 415.838 | 948.0954 | 0 | 0 | 0 | 0 | 0 | 0 |  | 0 | 0 | 0 | 1.4791
E02000675 | Lewisham 023 | 225.1194 | 5373.7875 |  |  | 0 | 415.838 | 1013.0334 | 0 | 0 | 0 | 144.4025 | 0 | 0 |  | 0 | 0 | 3155.3385 | 10.3275
E02000676 | Lewisham 024 | 35.3031 | 912.5125 | 36551.5247 |  | 0 | 477.4 | 1000.0458 | 0 | 0 | 0 | 144.4025 | 0 | 0 |  | 0 | 883.6463 | 0 | 40.0048
E02000677 | Lewisham 025 | 31.1675 | 762.8937 |  |  | 0 | 385.175 | 1233.8228 | 0 | 0 | 0 | 0 | 0 | 0 |  | 0 | 0 | 5805.7283 | 8.2188
E02000678 | Lewisham 026 | 167.0256 | 4350.5063 |  |  | 0 | 415.838 | 4292.9775 | 0 | 0 | 0 | 0 | 0 | 0 |  | 0 | 0 | 0 | 9.2263
E02000679 | Lewisham 027 | 195.0488 | 5240.3562 |  |  | 0 | 415.838 | 1064.9839 | 0 | 0 | 0 | 0 | 0 | 0 |  | 0 | 0 | 2903.6519 | 9.8199
E02000680 | Lewisham 028 | 130.9263 | 3726.3625 | 178901.871 |  | 0 | 341.775 | 1026.021 | 280 | 0 | 0 | 0 | 0 | 0 |  | 0 | 5340.3925 | 0 | 189.7473
E02000681 | Lewisham 029 | 535.7787 | 12245.3813 |  |  | 0 | 415.838 | 10000.4582 | 280 | 0 | 0 | 0 | 0 | 0 |  | 0 | 0 | 6118.0717 | 29.5955
E02000682 | Lewisham 030 | 246.025 | 6657.4563 | 39717.0558 |  | 0 | 415.838 | 4292.9775 | 140 | 0 | 0 | 0 | 0 | 0 |  | 0 | 1644.1859 | 0 | 53.1135
E02000683 | Lewisham 031 | 102.4999 | 2374.0981 |  |  | 0 | 412.3 | 5234.0061 | 0 | 0 | 0 | 0 | 0 | 0 |  | 0 | 0 | 2562.9494 | 10.6859
E02000684 | Lewisham 032 | 192.0263 | 5433.2188 |  |  | 0 | 415.838 | 4389.8115 | 280 | 0 | 0 | 288.8049 | 0 | 0 |  | 0 | 0 | 5262.1798 | 16.2619
E02000685 | Lewisham 033 | 255.84 | 6745.7937 |  |  | 0 | 415.838 | 1233.8228 | 280 | 0 | 0 | 288.8049 | 0 | 0 |  | 0 | 0 | 0 | 9.2201
E02000686 | Lewisham 034 | 997.3925 | 27801.8 |  |  | 0 | 401.45 | 1103.9467 | 280 | 0 | 0 | 144.4025 | 0 | 0 |  | 0 | 0 | 2620.0614 | 33.3491
E02000687 | Lewisham 035 | 35.4575 | 638.7125 |  |  | 0 | 434 | 1116.9343 | 0 | 0 | 0 | 577.6099 | 0 | 0 |  | 0 | 0 | 0 | 2.8027
E02000688 | Lewisham 036 | 646.5956 | 18056.4625 |  |  | 0 | 415.838 | 5782.7325 | 0 | 0 | 0 | 144.4025 | 0 | 0 |  | 0 | 0 | 2826.8461 | 27.8729
E02000689 | Merton 001 | 76.5619 | 1139.1375 | 457548.3694 |  | 0 | 611.5181 | 10519.9626 | 140 | 0 | 0 | 0 | 0 | 0 |  | 29200 | 14476.3934 | 3296.346 | 517.0083
E02000690 | Merton 002 | 366.2715 | 10164.032 |  |  | 0 | 17559.5875 | 5424.9548 | 140 | 0 | 0 | 0 | 0 | 0 |  | 0 | 0 | 0 | 33.6548
E02000691 | Merton 003 | 32.8619 | 828.695 |  |  | 0 | 6727 | 16559.2003 | 0 | 0 | 0 | 577.6099 | 0 | 0 |  | 0 | 0 | 0 | 24.7254
E02000692 | Merton 004 | 27.235 | 775.15 |  |  | 0 | 8072.4 | 13766.8646 | 140 | 0 | 0 | 288.8049 | 0 | 0 |  | 0 | 0 | 0 | 23.0705
E02000693 | Merton 005 | 217.7256 | 6196.8062 |  |  | 0 | 504.525 | 13247.3603 | 280 | 0 | 0 | 144.4025 | 0 | 0 |  | 0 | 0 | 3677.2238 | 24.268
E02000694 | Merton 006 | 68.3312 | 1895.325 |  |  | 0 | 3873.45 | 5909.3617 | 140 | 0 | 0 | 144.4025 | 0 | 0 |  | 0 | 0 | 3666.1953 | 15.6971
E02000695 | Merton 007 | 42.4612 | 266.8625 |  |  | 0 | 611.5181 | 1220.8352 | 0 | 0 | 0 | 0 | 0 | 0 |  | 0 | 0 | 3385.7558 | 5.5274
E02000696 | Merton 008 | 74.9938 | 1877.75 | 57815.6056 |  | 0 | 611.5181 | 1103.9467 | 0 | 0 | 0 | 0 | 0 | 0 |  | 0 | 1380.3112 | 3478.7105 | 66.3428
E02000697 | Merton 009 | 147.94 | 4210.6 | 102472.8905 |  | 0 | 7117.6 | 10779.7147 | 140 | 0 | 0 | 722.0123 | 0 | 0 | 130.7704 | 0 | 2026.5939 | 9585.7537 | 137.3339
E02000698 | Merton 010 | 531.4075 | 13617.6187 |  |  | 0 | 3906 | 5424.9548 | 0 | 0 | 0 | 0 | 0 | 0 |  | 0 | 0 | 0 | 23.48
E02000699 | Merton 011 | 125.97 | 3585.3 | 27522.7657 |  | 0 | 509.95 | 4389.8115 | 0 | 0 | 0 | 0 | 0 | 0 |  | 0 | 1853.924 | 3319.5847 | 41.3073
E02000700 | Merton 012 | 146.3475 | 2849 |  |  | 0 | 482.825 | 5424.9548 | 0 | 0 | 0 | 0 | 0 | 0 |  | 0 | 0 | 3428.2944 | 12.3314
E02000701 | Merton 013 | 232.375 | 5740.3188 |  |  | 0 | 3385.2 | 4474.231 | 140 | 0 | 0 | 0 | 0 | 0 |  | 0 | 0 | 3601.5997 | 17.5737
E02000702 | Merton 014 | 848.6644 | 24154.2938 |  |  | 0 | 611.5181 | 4347.6018 | 0 | 0 | 559.5 | 0 | 0 | 0 |  | 0 | 0 | 3138.4018 | 33.66
E02000703 | Merton 015 | 132.5369 | 3772.205 |  |  | 0 | 3515.4 | 1077.9715 | 0 | 0 | 0 | 144.4025 | 0 | 0 |  | 0 | 0 | 3153.763 | 11.7963
E02000704 | Merton 016 | 644.6537 | 16712.4375 |  |  | 0 | 3320.1 | 4896.3283 | 280 | 0 | 0 | 1709.295 | 0 | 0 |  | 0 | 0 | 13184.2024 | 40.747
E02000705 | Merton 017 | 300.0888 | 8106.0063 |  |  | 0 | 611.5181 | 4600.8602 | 0 | 0 | 0 | 0 | 0 | 0 |  | 0 | 0 | 3481.4676 | 17.0999
E02000706 | Merton 018 | 111.6294 | 3177.1438 |  |  | 0 | 439.425 | 1272.7856 | 140 | 0 | 0 | 2142.5024 | 0 | 0 |  | 0 | 0 | 3528.3388 | 10.8118
E02000707 | Merton 019 | 572.6419 | 16001.3438 |  |  | 0 | 611.5181 | 5424.9548 | 0 | 0 | 0 | 0 | 0 | 0 |  | 0 | 0 | 3053.7186 | 25.6642
E02000708 | Merton 020 | 635.8625 | 17827.525 |  |  | 0 | 526.225 | 13117.4842 | 0 | 0 | 0 | 0 | 0 | 0 |  | 0 | 0 | 3445.6249 | 35.5527
E02000709 | Merton 021 | 488.1825 | 12842.4688 |  |  | 0 | 611.5181 | 1000.0458 | 0 | 0 | 0 | 0 | 0 | 0 |  | 0 | 0 | 9971.7519 | 24.914
E02000710 | Merton 022 | 175.9165 | 4961.5305 |  |  | 0 | 379.75 | 1285.7732 | 140 | 0 | 0 | 0 | 0 | 0 |  | 0 | 0 | 28182.2025 | 35.1252
E02000711 | Merton 023 | 224.2677 | 6383.0046 |  |  | 0 | 347.2 | 4432.0213 | 0 | 0 | 0 | 577.6099 | 0 | 0 |  | 0 | 0 | 0 | 11.9641
E02000712 | Merton 024 | 753.09 | 20546.3312 |  |  | 0 | 520.8 | 987.0582 | 0 | 0 | 0 | 0 | 0 | 0 |  | 0 | 0 | 0 | 22.8073
E02000713 | Merton 025 | 231.3106 | 6583.4563 |  |  | 0 | 390.6 | 4347.6018 | 0 | 0 | 559.5 | 0 | 0 | 0 |  | 0 | 0 | 2908.3784 | 15.0208
E02000714 | Newham 001 | 22.6606 | 644.9562 |  |  | 0 | 271.25 | 870.1697 | 0 | 0 | 0 | 288.8049 | 0 | 0 |  | 0 | 0 | 0 | 2.0978
E02000715 | Newham 002 | 33.7431 | 960.3813 |  |  | 0 | 461.6675 | 1259.798 | 0 | 0 | 0 | 0 | 0 | 0 |  | 0 | 0 | 2300.2343 | 5.0158
E02000716 | Newham 003 | 21.2469 | 33.5312 |  |  | 0 | 461.6675 | 1077.9715 | 0 | 0 | 559.5 | 288.8049 | 0 | 0 |  | 0 | 0 | 7165.3873 | 9.6081
E02000717 | Newham 004 | 22.1812 | 631.3125 | 0 |  | 0 | 396.025 | 1246.8104 | 0 | 0 | 0 | 0 | 0 | 0 |  | 0 | 0 | 0 | 2.2963
E02000718 | Newham 005 | 252.9231 | 6991.6125 |  |  | 0 | 461.6675 | 279.2336 | 0 | 0 | 0 | 0 | 0 | 0 |  | 0 | 0 | 8175.2847 | 16.1607
E02000719 | Newham 006 | 36.5787 | 1041.0875 |  |  | 0 | 461.6675 | 1207.8476 | 0 | 0 | 0 | 0 | 0 | 0 |  | 0 | 0 | 0 | 2.7472
E02000720 | Newham 007 | 4.2169 | 120.0187 |  |  | 0 | 461.6675 | 4347.6018 | 0 | 0 | 0 | 0 | 0 | 0 |  | 0 | 0 | 0 | 4.9335
E02000721 | Newham 008 | 14.1619 | 403.0688 |  |  | 0 | 482.825 | 1051.9963 | 0 | 0 | 0 | 0 | 0 | 0 |  | 0 | 0 | 0 | 1.9521
E02000722 | Newham 009 | 13.1463 | 374.1625 |  |  | 0 | 471.975 | 1116.9343 | 140 | 0 | 0 | 0 | 0 | 0 |  | 0 | 0 | 0 | 2.1162
E02000723 | Newham 010 | 93.2506 | 2654.0563 |  |  | 0 | 450.275 | 4769.6991 | 0 | 0 | 0 | 866.4148 | 0 | 0 |  | 0 | 0 | 0 | 8.8337
E02000724 | Newham 011 | 8.385 | 238.65 |  |  | 0 | 461.6675 | 1233.4038 | 0 | 0 | 0 | 0 | 0 | 0 |  | 0 | 0 | 0 | 1.9421
E02000725 | Newham 012 | 27.6331 | 786.4813 |  |  | 0 | 3580.5 | 6204.8298 | 140 | 0 | 0 | 577.6099 | 0 | 0 |  | 0 | 0 | 0 | 11.3171
E02000726 | Newham 013 | 675.675 | 18229.2062 |  |  | 0 | 3515.4 | 4980.7477 | 0 | 0 | 498.9873 | 144.4025 | 0 | 0 |  | 0 | 0 | 17277.359 | 45.3218
E02000727 | Newham 014 | 14.0319 | 361.675 |  |  | 0 | 417.725 | 4811.9088 | 0 | 0 | 0 | 0 | 0 | 0 |  | 0 | 0 | 0 | 5.6053
E02000728 | Newham 015 | 177.1413 | 5041.7125 |  |  | 0 | 461.6675 | 1233.4038 | 0 | 0 | 0 | 0 | 0 | 0 |  | 0 | 0 | 2833.542 | 9.7475
E02000729 | Newham 016 | 0 | 0 |  |  | 0 | 461.6675 | 818.2193 | 0 | 0 | 0 | 0 | 0 | 0 |  | 0 | 0 | 0 | 1.2799
E02000730 | Newham 017 | 0 | 0 |  |  | 0 | 385.175 | 4389.8115 | 0 | 7789.7311 | 0 | 288.8049 | 0 | 0 |  | 0 | 0 | 0 | 12.8535
E02000731 | Newham 018 | 30.875 | 878.75 |  |  | 0 | 385.175 | 6120.4103 | 0 | 0 | 0 | 144.4025 | 0 | 0 |  | 0 | 0 | 0 | 7.5596
E02000732 | Newham 019 | 73.8481 | 2101.8313 |  |  | 0 | 461.6675 | 4305.3921 | 0 | 0 | 0 | 0 | 0 | 0 |  | 0 | 0 | 0 | 6.9427
E02000733 | Newham 020 | 94.9325 | 2701.925 |  |  | 0 | 439.425 | 1233.4038 | 0 | 0 | 0 | 0 | 0 | 0 |  | 0 | 0 | 7636.4627 | 12.1061
E02000734 | Newham 021 | 31.8419 | 906.2687 |  |  | 0 | 461.6675 | 1077.9715 | 140 | 0 | 0 | 0 | 0 | 0 |  | 0 | 0 | 0 | 2.6177
E02000735 | Newham 022 | 80.47 | 1599.325 |  |  | 0 | 461.125 | 1090.9591 | 0 | 0 | 0 | 0 | 0 | 0 |  | 0 | 0 | 0 | 3.2319
E02000736 | Newham 023 | 476.8481 | 11140.4688 |  |  | 0 | 341.775 | 4432.0213 | 0 | 0 | 0 | 0 | 0 | 0 |  | 0 | 0 | 8676.6885 | 25.0678
E02000737 | Newham 024 | 207.22 | 5897.8 | 20523.546 |  | 0 | 385.175 | 1129.9219 | 140 | 0 | 0 | 0 | 0 | 0 |  | 0 | 1382.4589 | 0 | 29.6661
E02000738 | Newham 025 | 14.7794 | 420.6438 |  |  | 0 | 461.6675 | 987.0582 | 0 | 0 | 0 | 0 | 0 | 0 |  | 0 | 0 | 0 | 1.8841
E02000739 | Newham 026 | 75.0425 | 2135.825 |  |  | 0 | 434 | 1077.9715 | 0 | 0 | 498.9873 | 0 | 0 | 0 |  | 0 | 0 | 15607.7198 | 19.8295
E02000740 | Newham 027 | 291.33 | 8291.7 |  |  | 0 | 461.6675 | 779.2565 | 0 | 0 | 559.5 | 0 | 0 | 0 |  | 0 | 0 | 2148.986 | 12.5324
E02000741 | Newham 028 | 211.3394 | 6015.0437 |  |  | 0 | 455.7 | 4263.1824 | 0 | 0 | 0 | 0 | 0 | 0 |  | 0 | 0 | 5055.0011 | 16.0003
E02000742 | Newham 029 | 142.2769 | 4049.4187 |  |  | 0 | 461.6675 | 1233.4038 | 0 | 0 | 0 | 0 | 0 | 0 |  | 0 | 0 | 8430.91 | 14.3177
E02000743 | Newham 030 | 53.7062 | 1528.5625 |  |  | 0 | 466.55 | 1077.9715 | 140 | 0 | 0 | 0 | 0 | 0 |  | 0 | 0 | 2401.8542 | 5.6686
E02000744 | Newham 031 | 71.7275 | 2041.475 |  |  | 0 | 390.6 | 1246.8104 | 140 | 0 | 0 | 0 | 0 | 0 |  | 0 | 0 | 2247.8488 | 6.1385
E02000745 | Newham 032 | 168.8212 | 4804.9125 |  |  | 0 | 461.6675 | 857.1821 | 0 | 0 | 0 | 0 | 0 | 0 |  | 0 | 0 | 2635.0286 | 8.9276
E02000746 | Newham 033 | 1591.9394 | 44949.9125 |  | 350998.1715 | 99864 | 4036.2 | 10844.6528 | 0 | 0 | 0 | 3562.9925 | 0 | 4132665.9404 |  | 0 | 0 | 2371.5258 | 4650.8853
E02000747 | Newham 034 | 380.3963 | 10826.6625 | 459531.0029 | 128066.9004 | 1071.383 | 461.6675 | 4811.9088 | 280 | 0 | 0 | 0 | 0 | 0 |  | 29200 | 7681.3975 | 2823.6951 | 645.135
E02000748 | Newham 035 | 790.9037 | 21674.1375 |  |  | 0 | 461.6675 | 1233.4038 | 0 | 0 | 0 | 577.6099 | 0 | 0 |  | 0 | 0 | 2166.3165 | 26.904
E02000749 | Newham 036 | 296.1888 | 7837.0625 |  |  | 0 | 461.6675 | 1090.9591 | 0 | 0 | 0 | 0 | 0 | 0 |  | 0 | 0 | 2520.8047 | 12.2067
E02000750 | Newham 037 | 767.5362 | 21845.2625 | 70346.297 |  | 14922.8352 | 4459.35 | 1233.4038 | 0 | 7789.7311 | 498.9873 | 0 | 0 | 0 |  | 0 | 1126.2881 | 2694.5039 | 125.6842
E02000751 | Redbridge 001 | 560.3 | 15846.6375 |  |  | 0 | 513.6618 | 1233.8228 | 0 | 0 | 0 | 0 | 0 | 0 |  | 0 | 0 | 3900.5514 | 22.055
E02000752 | Redbridge 002 | 2175.2087 | 61909.7875 |  |  | 0 | 428.575 | 1129.9219 | 0 | 0 | 0 | 0 | 0 | 0 |  | 0 | 0 | 0 | 65.6435
E02000753 | Redbridge 003 | 76.2531 | 2170.2812 |  |  | 0 | 513.6618 | 4393.1883 | 0 | 0 | 0 | 144.4025 | 0 | 0 |  | 0 | 0 | 0 | 7.2978
E02000754 | Redbridge 004 | 495.8363 | 14112.2625 |  |  | 0 | 513.6618 | 4432.0213 | 0 | 0 | 0 | 0 | 0 | 0 |  | 0 | 0 | 2546.0127 | 22.0998
E02000755 | Redbridge 005 | 612.1456 | 17084.9813 |  |  | 0 | 401.45 | 1142.9095 | 0 | 0 | 0 | 288.8049 | 0 | 0 |  | 0 | 0 | 9340.763 | 28.8711
E02000756 | Redbridge 006 | 1666.0881 | 45560.4125 |  |  | 0 | 471.975 | 5149.5866 | 280 | 0 | 0 | 144.4025 | 0 | 0 |  | 0 | 0 | 0 | 53.2725
E02000757 | Redbridge 007 | 159.6481 | 4265.8687 | 70255.5063 |  | 0 | 3515.4 | 5782.7325 | 420 | 0 | 0 | 722.0123 | 0 | 0 |  | 0 | 1073.6642 | 0 | 86.1948
E02000758 | Redbridge 008 | 339.6494 | 9666.9438 |  |  | 0 | 513.6618 | 4393.1883 | 140 | 0 | 0 | 0 | 0 | 0 |  | 0 | 0 | 0 | 15.0534
E02000759 | Redbridge 009 | 867.5956 | 23265.8312 |  |  | 0 | 3515.4 | 1194.8599 | 0 | 0 | 0 | 0 | 0 | 0 |  | 0 | 0 | 9541.2457 | 38.3849
E02000760 | Redbridge 010 | 161.4194 | 3543.2125 | 510912.1321 |  | 0 | 513.6618 | 4393.1883 | 0 | 0 | 0 | 288.8049 | 0 | 0 |  | 0 | 6307.441 | 0 | 526.1199
E02000761 | Redbridge 011 | 212.7612 | 6055.5125 |  |  | 0 | 358.05 | 4393.1883 | 0 | 0 | 0 | 0 | 0 | 0 |  | 0 | 0 | 0 | 11.0195
E02000762 | Redbridge 012 | 42.6156 | 1212.9062 |  |  | 0 | 513.6618 | 1207.8476 | 0 | 0 | 0 | 0 | 0 | 0 |  | 0 | 0 | 0 | 2.977
E02000763 | Redbridge 013 | 1866.1662 | 52245.85 |  |  | 0 | 513.6618 | 5234.0061 | 140 | 0 | 0 | 144.4025 | 0 | 0 |  | 0 | 0 | 0 | 60.1441
E02000764 | Redbridge 014 | 342.03 | 9734.7 |  |  | 0 | 18539.6575 | 5656.1033 | 140 | 0 | 0 | 288.8049 | 0 | 0 |  | 0 | 0 | 0 | 34.7013
E02000765 | Redbridge 015 | 33.6619 | 958.0688 |  |  | 0 | 513.6618 | 4220.9726 | 0 | 0 | 0 | 1853.6975 | 0 | 0 |  | 0 | 0 | 0 | 7.5801
E02000766 | Redbridge 016 | 372.2875 | 10218.2437 |  |  | 0 | 3840.9 | 4393.1883 | 0 | 0 | 0 | 1709.295 | 0 | 0 |  | 29200 | 0 | 2556.2535 | 52.2902
E02000767 | Redbridge 017 | 76.6513 | 2181.6125 |  |  | 0 | 477.4 | 6120.4103 | 0 | 0 | 0 | 0 | 0 | 0 |  | 0 | 0 | 0 | 8.8561
E02000768 | Redbridge 018 | 488.6835 | 10536.1333 |  |  | 0 | 513.6618 | 4393.1883 | 280 | 0 | 0 | 0 | 0 | 0 |  | 0 | 0 | 9611.3556 | 25.823
E02000769 | Redbridge 019 | 118.755 | 3032.6125 |  |  | 0 | 513.6618 | 4516.4407 | 0 | 0 | 0 | 0 | 0 | 0 |  | 0 | 0 | 0 | 8.1815
E02000770 | Redbridge 020 | 478.4406 | 13249.2375 |  |  | 0 | 401.45 | 883.1574 | 140 | 0 | 0 | 0 | 0 | 0 |  | 0 | 0 | 0 | 15.1523
E02000771 | Redbridge 021 | 4.5744 | 130.1937 |  |  | 0 | 513.6618 | 1285.7732 | 0 | 0 | 0 | 0 | 0 | 0 |  | 0 | 0 | 0 | 1.9342
E02000772 | Redbridge 022 | 400.8469 | 10803.7687 |  |  | 0 | 515.375 | 6289.2492 | 280 | 0 | 263.8889 | 1709.295 | 0 | 0 |  | 0 | 0 | 0 | 20.2624
E02000773 | Redbridge 023 | 22.0833 | 274.711 | 0 |  | 0 | 423.15 | 1090.9591 | 280 | 0 | 0 | 0 | 0 | 0 |  | 0 | 0 | 0 | 2.0909
E02000774 | Redbridge 024 | 44.4519 | 1265.1688 |  |  | 0 | 482.825 | 1155.8971 | 140 | 0 | 0 | 0 | 0 | 0 |  | 0 | 0 | 0 | 3.0883
E02000775 | Redbridge 025 | 11.2013 | 318.8065 |  |  | 0 | 513.6618 | 4393.1883 | 0 | 0 | 0 | 0 | 0 | 0 |  | 0 | 0 | 0 | 5.2369
E02000776 | Redbridge 026 | 1.8449 | 52.5092 |  |  | 0 | 455.7 | 1259.798 | 0 | 0 | 0 | 0 | 0 | 0 |  | 0 | 0 | 0 | 1.7699
E02000777 | Redbridge 027 | 1733.195 | 48605.1201 |  |  | 0 | 513.6618 | 4393.1883 | 0 | 0 | 559.5 | 0 | 0 | 0 |  | 0 | 0 | 10374.6868 | 66.1794
E02000778 | Redbridge 028 | 408.7688 | 10020.525 |  |  | 0 | 3580.5 | 1155.8971 | 0 | 0 | 0 | 0 | 0 | 0 |  | 0 | 0 | 0 | 15.1657
E02000779 | Redbridge 029 | 233.87 | 6656.0688 |  |  | 0 | 450.275 | 1116.9343 | 0 | 0 | 0 | 866.4148 | 0 | 0 |  | 0 | 0 | 20507.9277 | 29.8315
E02000780 | Redbridge 030 | 72.2719 | 2052.1125 | 0 |  | 0 | 466.55 | 5824.9422 | 140 | 0 | 0 | 144.4025 | 0 | 0 |  | 0 | 0 | 0 | 8.7003
E02000781 | Redbridge 031 | 274.0644 | 7168.0562 |  |  | 0 | 287.525 | 1194.8599 | 0 | 0 | 0 | 0 | 0 | 0 |  | 0 | 0 | 0 | 8.9245
E02000782 | Redbridge 032 | 133.6481 | 3522.1687 |  |  | 0 | 499.1 | 4769.6991 | 140 | 0 | 0 | 144.4025 | 0 | 0 |  | 0 | 0 | 8911.8323 | 18.1209
E02000783 | Redbridge 033 | 157.1863 | 3881.5312 |  |  | 0 | 513.6618 | 896.145 | 0 | 0 | 0 | 0 | 0 | 0 |  | 0 | 0 | 0 | 5.4485
E02000784 | Richmond upon Thames 001 | 1211.9006 | 33617.5062 |  |  | 0 | 6987.4 | 13117.4842 | 0 | 0 | 0 | 144.4025 | 0 | 0 |  | 0 | 0 | 0 | 55.0787
E02000785 | Richmond upon Thames 002 | 18.46 | 242.1188 |  |  | 0 | 7247.8 | 5529.4741 | 140 | 0 | 0 | 144.4025 | 0 | 0 |  | 0 | 0 | 3856.0434 | 17.1783
E02000786 | Richmond upon Thames 003 | 664.3569 | 18635.05 | 79754.0247 | 9960.7589 | 0 | 7595 | 10065.3963 | 280 | 0 | 0 | 144.4025 | 0 | 0 |  | 0 | 1007.9804 | 4548.477 | 132.6554
E02000787 | Richmond upon Thames 004 | 221.3819 | 4721.4312 |  |  | 0 | 3352.65 | 12987.6081 | 140 | 0 | 559.5 | 144.4025 | 0 | 0 |  | 0 | 0 | 7940.1409 | 30.0671
E02000788 | Richmond upon Thames 005 | 128.9681 | 2416.7937 |  |  | 0 | 4719.75 | 9740.7061 | 0 | 0 | 0 | 288.8049 | 0 | 0 |  | 0 | 0 | 0 | 17.295
E02000789 | Richmond upon Thames 006 | 22.9612 | 135.975 |  |  | 0 | 18049.6225 | 11299.219 | 0 | 0 | 0 | 0 | 0 | 0 |  | 0 | 0 | 2571.6147 | 32.0794
E02000790 | Richmond upon Thames 007 | 88.9119 | 2364.7625 |  |  | 0 | 6770.4 | 1181.8723 | 0 | 0 | 0 | 144.4025 | 0 | 0 |  | 0 | 0 | 0 | 10.5503
E02000791 | Richmond upon Thames 008 | 259.5262 | 7318.7592 |  |  | 0 | 18948.02 | 19221.66 | 420 | 0 | 0 | 577.6099 | 0 | 0 |  | 0 | 0 | 2444.7867 | 49.1904
E02000792 | Richmond upon Thames 009 | 340.8584 | 9701.3558 |  |  | 0 | 7595 | 6162.62 | 0 | 0 | 0 | 0 | 0 | 0 |  | 0 | 0 | 8213.4906 | 32.0133
E02000793 | Richmond upon Thames 010 | 155.8862 | 4436.7625 |  |  | 0 | 866.6437 | 5571.6839 | 0 | 0 | 0 | 288.8049 | 0 | 0 |  | 0 | 0 | 3164.7915 | 14.4846
E02000794 | Richmond upon Thames 011 | 360.0675 | 9756.4375 |  |  | 0 | 6727 | 9850.0754 | 140 | 0 | 0 | 0 | 0 | 0 |  | 0 | 0 | 2614.941 | 29.4485
E02000795 | Richmond upon Thames 012 | 3.5913 | 0 |  |  | 0 | 4557 | 5656.1033 | 0 | 0 | 0 | 0 | 0 | 0 |  | 0 | 0 | 2800.0626 | 13.0168
E02000796 | Richmond upon Thames 013 | 248.4219 | 6751.1125 |  |  | 0 | 3482.85 | 1194.8599 | 0 | 0 | 0 | 0 | 0 | 0 |  | 0 | 0 | 4129.7871 | 15.807
E02000797 | Richmond upon Thames 014 | 53.9425 | 1535.2854 |  |  | 0 | 6510 | 6162.62 | 420 | 0 | 0 | 433.2074 | 0 | 0 |  | 0 | 0 | 2725.6201 | 17.8407
E02000798 | Richmond upon Thames 015 | 1346.8488 | 36681.1062 |  |  | 0 | 4654.65 | 11818.7234 | 0 | 0 | 0 | 144.4025 | 0 | 0 |  | 0 | 0 | 4417.3163 | 59.063
E02000799 | Richmond upon Thames 016 | 84.1403 | 2202.1302 |  |  | 0 | 866.6437 | 9850.0754 | 140 | 0 | 0 | 0 | 0 | 0 |  | 0 | 0 | 4534.6913 | 17.6777
E02000800 | Richmond upon Thames 017 | 147.3467 | 3670.6251 |  |  | 0 | 866.6437 | 9850.0754 | 0 | 0 | 0 | 144.4025 | 0 | 0 |  | 0 | 0 | 0 | 14.6791
E02000801 | Richmond upon Thames 018 | 5.4437 | 0 |  |  | 0 | 4719.75 | 5909.3617 | 0 | 0 | 0 | 0 | 0 | 0 |  | 0 | 0 | 2710.6528 | 13.3452
E02000802 | Richmond upon Thames 019 | 0.18688 | 5.3187 |  |  | 0 | 7204.4 | 5613.8936 | 0 | 0 | 0 | 433.2074 | 0 | 0 |  | 0 | 0 | 0 | 13.257
E02000803 | Richmond upon Thames 020 | 307.3769 | 8748.4188 |  |  | 0 | 6510 | 9850.0754 | 0 | 0 | 0 | 144.4025 | 0 | 0 |  | 0 | 0 | 3754.4235 | 29.3147
E02000804 | Richmond upon Thames 021 | 6.1344 | 167.8875 |  |  | 0 | 6596.8 | 6078.2006 | 280 | 0 | 0 | 144.4025 | 0 | 0 |  | 0 | 0 | 9576.3007 | 22.8497
E02000805 | Richmond upon Thames 022 | 77.2606 | 0 |  | 1422965.5603 | 0 | 8419.6 | 4938.538 | 280 | 0 | 0 | 0 | 0 | 0 |  | 0 | 0 | 14315.0196 | 1450.996
E02000806 | Richmond upon Thames 023 | 125.255 | 540.2 |  |  | 0 | 6857.2 | 4938.538 | 140 | 0 | 0 | 0 | 0 | 0 |  | 0 | 0 | 0 | 12.6012
E02000807 | Southwark 001 | 191.3762 | 5446.8625 |  |  | 0 | 602.175 | 4649.0999 | 280 | 0 | 0 | 0 | 0 | 0 |  | 0 | 0 | 3280.1971 | 14.4497
E02000808 | Southwark 002 | 69.8181 | 1987.1312 | 22627.1954 |  | 0 | 7985.6 | 5698.3131 | 280 | 0 | 0 | 288.8049 | 0 | 0 | 130.7704 | 0 | 935.5947 | 3629.9587 | 43.6332
E02000809 | Southwark 003 | 77.7075 | 2211.675 | 19444.8031 |  | 0 | 18376.3125 | 5782.7325 | 280 | 0 | 0 | 144.4025 | 0 | 0 |  | 0 | 908.9376 | 4577.6238 | 51.8042
E02000810 | Southwark 004 | 64.9431 | 1809.7625 | 38593.1714 |  | 0 | 602.175 | 870.1697 | 0 | 0 | 0 | 0 | 0 | 0 |  | 0 | 1277.9071 | 3494.4655 | 46.7126
E02000811 | Southwark 005 | 103.6262 | 2892.475 | 39935.9043 |  | 0 | 7421.4 | 1026.021 | 140 | 0 | 0 | 288.8049 | 0 | 0 | 261.5408 | 0 | 870.728 | 3329.0377 | 56.2695
E02000812 | Southwark 006 | 65.2194 | 1856.2438 |  |  | 0 | 7898.8 | 12533.0418 | 0 | 0 | 0 | 722.0123 | 0 | 0 |  | 0 | 0 | 3865.1026 | 26.9404
E02000813 | Southwark 007 | 221.4118 | 6301.7203 |  |  | 0 | 3710.7 | 10519.9626 | 140 | 0 | 0 | 2286.9049 | 0 | 0 |  | 0 | 0 | 3202.6036 | 26.3833
E02000814 | Southwark 008 | 191.36 | 5446.4 |  |  | 0 | 602.175 | 1181.8723 | 140 | 0 | 0 | 0 | 0 | 0 |  | 0 | 0 | 3595.6916 | 11.1575
E02000815 | Southwark 009 | 62.1319 | 1768.3688 |  |  | 0 | 4849.95 | 1181.8723 | 0 | 0 | 0 | 0 | 0 | 0 |  | 0 | 0 | 3143.5222 | 11.0058
E02000816 | Southwark 010 | 50.2856 | 1267.4813 | 62511.1314 |  | 0 | 602.175 | 948.0954 | 0 | 0 | 0 | 0 | 0 | 0 |  | 0 | 2573.1136 | 3499.9798 | 71.4523
E02000817 | Southwark 011 | 145.03 | 4127.7779 |  |  | 0 | 602.175 | 870.1697 | 140 | 0 | 0 | 0 | 0 | 0 |  | 0 | 0 | 2693.3223 | 8.5785
E02000818 | Southwark 012 | 68.3069 | 1944.1188 |  |  | 0 | 455.7 | 4854.1185 | 0 | 0 | 0 | 577.6099 | 0 | 0 |  | 0 | 0 | 3128.1611 | 11.028
E02000819 | Southwark 013 | 25.1388 | 715.4875 |  |  | 0 | 455.7 | 9805.6441 | 0 | 0 | 0 | 1709.295 | 0 | 0 |  | 0 | 0 | 3134.0692 | 15.8453
E02000820 | Southwark 014 | 39.065 | 1111.85 |  |  | 0 | 3482.85 | 4220.9726 | 0 | 0 | 0 | 144.4025 | 0 | 0 |  | 0 | 0 | 3364.8804 | 12.364
E02000821 | Southwark 015 | 255.06 | 7221.7063 |  |  | 0 | 466.55 | 5360.6352 | 0 | 0 | 0 | 1709.295 | 0 | 0 |  | 0 | 0 | 3361.3355 | 18.3746
E02000822 | Southwark 016 | 166.1644 | 4729.2937 |  |  | 0 | 602.175 | 10584.9006 | 0 | 0 | 0 | 288.8049 | 0 | 0 |  | 0 | 0 | 3526.7633 | 19.8981
E02000823 | Southwark 017 | 197.925 | 5574.975 |  |  | 0 | 385.175 | 1168.8847 | 140 | 0 | 0 | 0 | 0 | 0 |  | 0 | 0 | 3212.0566 | 10.679
E02000824 | Southwark 018 | 92.69 | 2638.1 |  |  | 0 | 439.425 | 5656.1033 | 0 | 0 | 0 | 0 | 0 | 0 |  | 29200 | 0 | 3652.0158 | 41.6783
E02000825 | Southwark 019 | 79.2837 | 2256.5375 |  |  | 0 | 602.175 | 4649.0999 | 0 | 0 | 0 | 0 | 0 | 0 |  | 0 | 0 | 3567.7264 | 11.1548
E02000826 | Southwark 020 | 53.2512 | 1470.0563 |  |  | 0 | 4687.2 | 1026.021 | 140 | 0 | 0 | 288.8049 | 0 | 0 |  | 0 | 0 | 3720.1563 | 11.3855
E02000827 | Southwark 021 | 34.6287 | 985.5875 |  |  | 0 | 450.275 | 1155.8971 | 140 | 0 | 0 | 577.6099 | 0 | 0 |  | 0 | 0 | 4154.2073 | 7.4982
E02000828 | Southwark 022 | 64.1713 | 1740.1562 |  |  | 0 | 537.075 | 5487.2644 | 280 | 0 | 0 | 1155.2197 | 0 | 0 |  | 0 | 0 | 3206.5423 | 12.4704
E02000829 | Southwark 023 | 91.065 | 2567.8 |  |  | 0 | 396.025 | 1039.0086 | 0 | 0 | 0 | 0 | 0 | 0 |  | 0 | 0 | 3676.83 | 7.7707
E02000830 | Southwark 024 | 66.8525 | 1803.2875 | 65956.0187 |  | 0 | 444.85 | 1207.8476 | 0 | 0 | 0 | 0 | 0 | 0 |  | 0 | 3634.9151 | 3299.1031 | 76.4129
E02000831 | Southwark 025 | 42.185 | 1200.65 |  |  | 0 | 434 | 4811.9088 | 0 | 0 | 0 | 1853.6975 | 0 | 0 |  | 0 | 0 | 3482.2553 | 11.8247
E02000832 | Southwark 026 | 1.4138 | 40.2375 |  |  | 0 | 444.85 | 1026.021 | 0 | 0 | 0 | 0 | 0 | 0 |  | 0 | 0 | 3730.0032 | 5.2425
E02000833 | Southwark 027 | 288.0394 | 8198.0438 |  |  | 0 | 602.175 | 4649.0999 | 0 | 0 | 0 | 144.4025 | 0 | 0 |  | 0 | 0 | 0 | 13.8818
E02000834 | Southwark 028 | 267.8356 | 7623.0136 |  |  | 0 | 466.55 | 4474.231 | 140 | 0 | 0 | 288.8049 | 0 | 0 |  | 0 | 0 | 16208.7741 | 29.4692
E02000835 | Southwark 029 | 289.8063 | 6089.6142 |  |  | 0 | 602.175 | 4649.0999 | 0 | 0 | 559.5 | 0 | 0 | 0 |  | 0 | 0 | 2823.6951 | 15.0139
E02000836 | Southwark 030 | 113.5956 | 3233.1062 | 40117.3861 |  | 0 | 428.575 | 5022.9574 | 0 | 0 | 0 | 0 | 0 | 0 |  | 0 | 884.874 | 3301.0725 | 53.1016
E02000837 | Southwark 031 | 534.9695 | 15226.0556 |  |  | 0 | 520.8 | 5234.0061 | 140 | 0 | 0 | 0 | 0 | 0 |  | 0 | 0 | 3087.198 | 24.743
E02000838 | Southwark 032 | 164.45 | 4290.8438 |  |  | 0 | 602.175 | 1246.8104 | 0 | 0 | 0 | 0 | 0 | 0 |  | 0 | 0 | 0 | 6.3043
E02000839 | Southwark 033 | 1020.3131 | 25968.2188 |  |  | 0 | 602.175 | 4649.0999 | 280 | 0 | 0 | 0 | 0 | 0 |  | 0 | 0 | 12176.6683 | 44.6965
E02000840 | Sutton 001 | 559.0488 | 15722.225 |  |  | 0 | 3417.75 | 4516.4407 | 0 | 0 | 0 | 0 | 0 | 0 |  | 0 | 0 | 0 | 24.2155
E02000841 | Sutton 002 | 368.5419 | 10489.2687 |  |  | 0 | 347.2 | 1181.8723 | 280 | 0 | 0 | 0 | 0 | 0 |  | 0 | 0 | 0 | 12.6669
E02000842 | Sutton 003 | 384.3531 | 10274.4375 |  |  | 0 | 504.525 | 4220.9726 | 0 | 0 | 0 | 1709.295 | 0 | 0 |  | 0 | 0 | 35078.9666 | 52.1725
E02000843 | Sutton 004 | 257.1156 | 6339.7188 |  |  | 0 | 379.75 | 1246.8104 | 0 | 0 | 0 | 0 | 0 | 0 |  | 0 | 0 | 0 | 8.2234
E02000844 | Sutton 005 | 104.2275 | 2243.125 |  |  | 0 | 4524.45 | 1039.0086 | 140 | 0 | 0 | 0 | 0 | 0 |  | 0 | 0 | 0 | 8.0508
E02000845 | Sutton 006 | 286.9912 | 7440.7 |  |  | 0 | 531.65 | 4938.538 | 0 | 0 | 0 | 433.2074 | 0 | 0 |  | 0 | 0 | 3385.3619 | 17.0164
E02000846 | Sutton 007 | 449.8975 | 11564.5812 |  |  | 0 | 532.5542 | 4537.5456 | 0 | 0 | 0 | 0 | 0 | 0 |  | 0 | 0 | 0 | 17.0846
E02000847 | Sutton 008 | 44.3625 | 1262.1625 |  |  | 0 | 488.25 | 4643.0699 | 0 | 0 | 0 | 433.2074 | 0 | 0 |  | 0 | 0 | 3425.5372 | 10.2966
E02000848 | Sutton 009 | 61.7013 | 1729.2875 |  |  | 0 | 3255 | 10390.0865 | 140 | 0 | 0 | 0 | 0 | 0 |  | 0 | 0 | 0 | 15.5761
E02000849 | Sutton 010 | 293.2881 | 7013.8125 |  |  | 0 | 531.65 | 1168.8847 | 140 | 0 | 0 | 0 | 0 | 0 |  | 0 | 0 | 0 | 9.1476
E02000850 | Sutton 011 | 799.8331 | 20790.9938 |  |  | 75411.925 | 499.1 | 10455.0245 | 140 | 0 | 0 | 1709.295 | 0 | 399512.8722 |  | 29200 | 0 | 4090.3995 | 542.6094
E02000851 | Sutton 012 | 94.1363 | 2679.2625 |  |  | 0 | 3808.35 | 6035.9909 | 280 | 0 | 0 | 2286.9049 | 6958.8389 | 0 |  | 0 | 0 | 0 | 22.1435
E02000852 | Sutton 013 | 83.3787 | 2262.0875 |  |  | 0 | 532.5542 | 4537.5456 | 0 | 0 | 0 | 0 | 0 | 0 |  | 0 | 0 | 0 | 7.4156
E02000853 | Sutton 014 | 379.3481 | 8753.7375 |  |  | 0 | 3482.85 | 857.1821 | 140 | 0 | 0 | 0 | 0 | 0 |  | 0 | 0 | 0 | 13.6131
E02000854 | Sutton 015 | 161.5376 | 3713.308 |  |  | 0 | 509.95 | 1220.8352 | 140 | 0 | 0 | 288.8049 | 0 | 0 |  | 0 | 0 | 0 | 6.0344
E02000855 | Sutton 016 | 24.4985 | 192.6769 |  |  | 0 | 3873.45 | 4600.8602 | 140 | 0 | 0 | 433.2074 | 0 | 0 |  | 0 | 0 | 0 | 9.2647
E02000856 | Sutton 017 | 33.9056 | 965.0063 |  |  | 0 | 504.525 | 5234.0061 | 0 | 0 | 0 | 722.0123 | 0 | 0 |  | 0 | 0 | 0 | 7.4595
E02000857 | Sutton 018 | 19.7763 | 562.8625 |  |  | 0 | 532.5542 | 4537.5456 | 280 | 0 | 0 | 144.4025 | 0 | 0 |  | 0 | 0 | 0 | 6.0771
E02000858 | Sutton 019 | 747.8006 | 21283.5563 |  |  | 0 | 488.25 | 4389.8115 | 140 | 0 | 0 | 0 | 58879.7093 | 0 |  | 0 | 0 | 0 | 85.9291
E02000859 | Sutton 020 | 98.1663 | 1666.6188 |  |  | 0 | 520.8 | 1181.8723 | 140 | 0 | 0 | 144.4025 | 0 | 0 |  | 0 | 0 | 0 | 3.7519
E02000860 | Sutton 021 | 96.395 | 2071.5375 |  |  | 0 | 532.5542 | 5022.9574 | 0 | 0 | 0 | 0 | 0 | 0 |  | 0 | 0 | 0 | 7.7234
E02000861 | Sutton 022 | 207.155 | 5895.95 |  |  | 0 | 532.5542 | 4220.9726 | 0 | 0 | 0 | 288.8049 | 0 | 0 |  | 0 | 0 | 0 | 11.1454
E02000862 | Sutton 023 | 845.0569 | 23972.9938 |  |  | 0 | 3320.1 | 1142.9095 | 280 | 0 | 0 | 0 | 0 | 0 |  | 0 | 0 | 0 | 29.5611
E02000863 | Sutton 024 | 3115.7019 | 87505 |  |  | 0 | 532.5542 | 4537.5456 | 280 | 0 | 0 | 0 | 0 | 0 |  | 0 | 0 | 0 | 95.9708
E02000864 | Tower Hamlets 001 | 0.73938 | 21.0437 |  |  | 0 | 3417.75 | 5402.845 | 0 | 0 | 0 | 0 | 0 | 0 |  | 0 | 0 | 3129.3427 | 11.9717
E02000865 | Tower Hamlets 002 | 19.1588 | 545.2875 |  |  | 0 | 725.648 | 1155.8971 | 140 | 0 | 0 | 0 | 0 | 0 |  | 0 | 0 | 2698.0488 | 5.284
E02000866 | Tower Hamlets 003 | 519.584 | 14788.1586 |  |  | 0 | 725.648 | 4811.9088 | 140 | 0 | 0 | 0 | 0 | 0 |  | 0 | 0 | 3538.9735 | 24.5243
E02000867 | Tower Hamlets 004 | 48.7662 | 1387.9625 |  |  | 0 | 537.075 | 1168.8847 | 140 | 0 | 0 | 0 | 0 | 0 |  | 0 | 0 | 3296.346 | 6.579
E02000868 | Tower Hamlets 005 | 2.108 | 59.9979 |  |  | 0 | 3938.55 | 5824.9422 | 280 | 0 | 0 | 288.8049 | 0 | 0 | 130.7704 | 0 | 0 | 2578.7044 | 13.1039
E02000869 | Tower Hamlets 006 | 5.1357 | 146.1706 |  |  | 0 | 3938.55 | 4685.2796 | 0 | 0 | 0 | 0 | 0 | 0 |  | 0 | 0 | 2027.2784 | 10.8024
E02000870 | Tower Hamlets 007 | 18.735 | 398.1776 |  |  | 0 | 3873.45 | 1259.798 | 0 | 0 | 0 | 0 | 0 | 0 | 130.7704 | 0 | 0 | 2554.678 | 8.2356
E02000871 | Tower Hamlets 008 | 63.115 | 1680.4938 |  |  | 0 | 725.648 | 1013.0334 | 0 | 0 | 498.9873 | 1709.295 | 0 | 0 |  | 0 | 0 | 3213.6321 | 8.9042
E02000872 | Tower Hamlets 009 | 50.505 | 1437.45 |  |  | 0 | 3840.9 | 4474.231 | 0 | 0 | 0 | 0 | 0 | 0 |  | 0 | 0 | 2622.0307 | 12.4251
E02000873 | Tower Hamlets 010 | 45.0369 | 1281.8187 |  |  | 0 | 3743.25 | 4389.8115 | 0 | 0 | 0 | 0 | 0 | 0 |  | 0 | 0 | 3440.1106 | 12.9
E02000874 | Tower Hamlets 011 | 57.1838 | 1627.5375 |  |  | 0 | 725.648 | 5529.4741 | 0 | 0 | 0 | 0 | 0 | 0 |  | 0 | 0 | 2863.0827 | 10.8029
E02000875 | Tower Hamlets 012 | 56.8019 | 1615.05 | 30890.8256 |  | 0 | 6770.4 | 1142.9095 | 0 | 0 | 0 | 0 | 0 | 0 |  | 0 | 1053.7296 | 3524.4001 | 45.0541
E02000876 | Tower Hamlets 013 | 108.0381 | 3074.9313 |  |  | 0 | 4068.75 | 5360.6352 | 280 | 0 | 0 | 144.4025 | 0 | 0 |  | 0 | 0 | 2808.334 | 15.8451
E02000877 | Tower Hamlets 014 | 222.365 | 6328.85 |  |  | 0 | 3645.6 | 4474.231 | 140 | 0 | 0 | 0 | 0 | 0 |  | 0 | 0 | 3633.8975 | 18.4449
E02000878 | Tower Hamlets 015 | 56.7775 | 1615.975 | 21655.1722 |  | 0 | 7942.2 | 5698.3131 | 280 | 0 | 0 | 288.8049 | 16117.1035 | 0 |  | 0 | 1458.6849 | 3789.8723 | 58.9029
E02000879 | Tower Hamlets 016 | 79.7062 | 2268.5625 |  |  | 0 | 3678.15 | 1064.9839 | 0 | 0 | 0 | 0 | 0 | 0 |  | 0 | 0 | 2887.503 | 9.9789
E02000880 | Tower Hamlets 017 | 12.1225 | 345.025 |  |  | 0 | 3417.75 | 4389.8115 | 0 | 0 | 0 | 144.4025 | 0 | 0 |  | 0 | 0 | 2377.8278 | 10.6869
E02000881 | Tower Hamlets 018 | 58.2238 | 1657.1375 |  |  | 0 | 3547.95 | 5039.5398 | 140 | 0 | 0 | 0 | 3731.8126 | 0 |  | 0 | 0 | 2655.9041 | 16.8306
E02000882 | Tower Hamlets 019 | 110.5487 | 3146.3875 |  |  | 0 | 3580.5 | 1116.9343 | 0 | 0 | 0 | 144.4025 | 0 | 0 |  | 0 | 0 | 3155.3385 | 11.2541
E02000883 | Tower Hamlets 020 | 39.2519 | 1117.1688 |  |  | 0 | 725.648 | 1116.9343 | 0 | 0 | 498.9873 | 288.8049 | 127945.2838 | 0 |  | 0 | 0 | 3097.4388 | 134.8295
E02000884 | Tower Hamlets 021 | 47.775 | 1359.75 |  |  | 0 | 3840.9 | 1259.798 | 0 | 0 | 0 | 0 | 0 | 0 |  | 0 | 0 | 3082.8654 | 9.5911
E02000885 | Tower Hamlets 022 | 26.0162 | 474.9875 |  |  | 0 | 3645.6 | 4220.9726 | 140 | 0 | 0 | 0 | 0 | 0 |  | 0 | 0 | 2789.4279 | 11.297
E02000886 | Tower Hamlets 023 | 62.2131 | 1770.6813 |  |  | 0 | 3938.55 | 1220.8352 | 0 | 0 | 0 | 577.6099 | 0 | 0 |  | 0 | 0 | 2645.6633 | 10.2156
E02000887 | Tower Hamlets 024 | 93.4619 | 2660.0687 |  |  | 0 | 3645.6 | 4389.8115 | 0 | 0 | 0 | 0 | 0 | 0 |  | 0 | 0 | 3056.4757 | 13.8454
E02000888 | Tower Hamlets 025 | 60.19 | 1713.1 |  |  | 0 | 4036.2 | 4558.6504 | 140 | 0 | 0 | 0 | 0 | 0 |  | 0 | 0 | 3060.0206 | 13.5682
E02000889 | Tower Hamlets 026 | 86.3525 | 2457.725 |  |  | 0 | 6553.4 | 4854.1185 | 140 | 0 | 0 | 0 | 0 | 0 |  | 0 | 0 | 2335.2892 | 16.4269
E02000890 | Tower Hamlets 027 | 86.9213 | 2473.9125 |  |  | 0 | 8289.4 | 11429.0951 | 280 | 0 | 0 | 3875.332 | 0 | 0 |  | 0 | 0 | 2054.8497 | 28.4895
E02000891 | Tower Hamlets 028 | 160.0869 | 4556.3188 |  |  | 0 | 4849.95 | 11299.219 | 280 | 0 | 0 | 1709.295 | 60592.3769 | 0 |  | 0 | 0 | 4208.9561 | 87.6562
E02000892 | Tower Hamlets 029 | 138.905 | 3953.45 | 575771.5326 |  | 0 | 19029.6925 | 24351.7652 | 140 | 0 | 0 | 866.4148 | 58410.9792 | 0 |  | 0 | 11832.2748 | 3981.6898 | 698.4767
E02000893 | Tower Hamlets 030 | 29.8169 | 456.898 |  |  | 0 | 725.648 | 5039.5398 | 0 | 0 | 0 | 0 | 0 | 0 |  | 0 | 0 | 2744.92 | 8.9968
E02000894 | Tower Hamlets 031 | 64.4231 | 1833.5812 |  |  | 0 | 18131.295 | 5039.5398 | 0 | 0 | 0 | 0 | 0 | 0 |  | 0 | 0 | 3848.5598 | 28.9174
E02000895 | Waltham Forest 001 | 665.5756 | 18341.3625 |  |  | 0 | 493.675 | 4287.8047 | 0 | 0 | 0 | 0 | 0 | 0 |  | 0 | 0 | 2946.5844 | 26.735
E02000896 | Waltham Forest 002 | 838.5163 | 23530.6125 |  |  | 0 | 3352.65 | 5276.2158 | 140 | 0 | 0 | 288.8049 | 0 | 0 |  | 0 | 0 | 0 | 33.4268
E02000897 | Waltham Forest 003 | 570.1881 | 14965.575 |  |  | 0 | 493.675 | 4287.8047 | 0 | 0 | 0 | 0 | 0 | 0 |  | 0 | 0 | 5922.3155 | 26.2396
E02000898 | Waltham Forest 004 | 283.7656 | 7484.4062 |  |  | 0 | 493.675 | 4287.8047 | 280 | 0 | 0 | 0 | 0 | 0 |  | 0 | 0 | 2760.2811 | 15.5899
E02000899 | Waltham Forest 005 | 111.8244 | 2744.7063 |  |  | 0 | 417.725 | 4347.6018 | 0 | 0 | 0 | 144.4025 | 0 | 0 |  | 0 | 0 | 2888.6846 | 10.6549
E02000900 | Waltham Forest 006 | 374.7006 | 9053.6688 |  |  | 0 | 3775.8 | 11429.0951 | 140 | 0 | 0 | 722.0123 | 0 | 0 |  | 0 | 0 | 2919.8008 | 28.4151
E02000901 | Waltham Forest 007 | 158.73 | 4183.3125 |  |  | 0 | 488.25 | 1272.7856 | 0 | 0 | 0 | 0 | 0 | 0 |  | 0 | 0 | 3289.2562 | 9.3923
E02000902 | Waltham Forest 008 | 371.5969 | 10576.2188 |  |  | 0 | 493.675 | 4727.4893 | 140 | 0 | 0 | 0 | 0 | 0 |  | 0 | 0 | 2971.7924 | 19.2808
E02000903 | Waltham Forest 009 | 733.3544 | 18524.2812 | 36725.5604 |  | 0 | 493.675 | 1064.9839 | 0 | 0 | 0 | 0 | 0 | 0 |  | 0 | 924.5898 | 3275.0767 | 61.7415
E02000904 | Waltham Forest 010 | 261.6737 | 6257.625 |  |  | 0 | 493.675 | 4685.2796 | 140 | 0 | 0 | 0 | 0 | 0 |  | 0 | 0 | 0 | 11.8383
E02000905 | Waltham Forest 011 | 275.8275 | 7134.0625 |  |  | 0 | 455.7 | 1233.8228 | 0 | 0 | 0 | 0 | 0 | 0 |  | 0 | 0 | 5837.6322 | 14.937
E02000906 | Waltham Forest 012 | 28.4537 | 809.375 |  |  | 0 | 3775.8 | 1039.0086 | 140 | 0 | 0 | 0 | 0 | 0 |  | 0 | 0 | 3369.6069 | 9.1622
E02000907 | Waltham Forest 013 | 77.3337 | 1446.0062 |  |  | 0 | 434 | 1051.9963 | 0 | 0 | 0 | 0 | 0 | 0 |  | 0 | 0 | 0 | 3.0093
E02000908 | Waltham Forest 014 | 550.0544 | 15432.4688 |  |  | 0 | 493.675 | 1000.0458 | 140 | 0 | 0 | 0 | 0 | 0 | 130.7704 | 0 | 0 | 3300.2848 | 21.0473
E02000909 | Waltham Forest 015 | 208.7475 | 5546.7625 |  |  | 0 | 450.275 | 1026.021 | 0 | 0 | 0 | 144.4025 | 0 | 0 |  | 0 | 0 | 0 | 7.3762
E02000910 | Waltham Forest 016 | 20.7188 | 589.6875 | 57215.7024 |  | 0 | 406.875 | 4263.1824 | 0 | 0 | 0 | 144.4025 | 0 | 0 |  | 0 | 1393.781 | 0 | 64.0343
E02000911 | Waltham Forest 017 | 60.8563 | 1394.4375 |  |  | 0 | 439.425 | 5445.0547 | 280 | 0 | 0 | 2575.7098 | 0 | 0 |  | 0 | 0 | 13937.2928 | 24.1328
E02000912 | Waltham Forest 018 | 947.9519 | 25404.6625 | 29939.5664 |  | 0 | 493.675 | 4287.8047 | 280 | 0 | 0 | 288.8049 | 0 | 0 |  | 0 | 2016.7188 | 3151.7936 | 66.811
E02000913 | Waltham Forest 019 | 36.5706 | 1040.8563 |  |  | 0 | 471.975 | 1246.8104 | 0 | 0 | 0 | 0 | 0 | 0 |  | 0 | 0 | 0 | 2.7962
E02000914 | Waltham Forest 020 | 52.9506 | 1507.0563 |  |  | 0 | 520.8 | 4347.6018 | 140 | 0 | 0 | 1709.295 | 0 | 0 |  | 0 | 0 | 0 | 8.2777
E02000915 | Waltham Forest 021 | 467.6425 | 13240.6812 |  |  | 0 | 493.675 | 4854.1185 | 0 | 0 | 0 | 0 | 0 | 0 |  | 0 | 0 | 0 | 19.0561
E02000916 | Waltham Forest 022 | 1193.4406 | 30550.9 |  |  | 0 | 493.675 | 1051.9963 | 280 | 0 | 0 | 0 | 0 | 0 |  | 0 | 0 | 12969.934 | 46.5399
E02000917 | Waltham Forest 023 | 69.4119 | 1975.5687 |  |  | 0 | 493.675 | 4600.8602 | 0 | 0 | 0 | 0 | 0 | 0 |  | 0 | 0 | 0 | 7.1395
E02000918 | Waltham Forest 024 | 26.2843 | 548.5236 |  |  | 0 | 423.15 | 1259.798 | 140 | 0 | 0 | 1709.295 | 0 | 0 |  | 0 | 0 | 0 | 4.1071
E02000919 | Waltham Forest 025 | 22.5469 | 614.6625 |  |  | 0 | 493.675 | 1142.9095 | 0 | 0 | 0 | 0 | 0 | 0 |  | 0 | 0 | 0 | 2.2738
E02000920 | Waltham Forest 026 | 569.2537 | 13868.2938 |  |  | 0 | 3287.55 | 10000.4582 | 140 | 0 | 0 | 1998.0999 | 0 | 0 |  | 0 | 0 | 6513.1291 | 36.3768
E02000921 | Waltham Forest 027 | 39.2275 | 1073 |  |  | 0 | 531.65 | 948.0954 | 140 | 0 | 0 | 0 | 0 | 0 |  | 0 | 0 | 0 | 2.732
E02000922 | Waltham Forest 028 | 0.069782 | 1.9861 |  |  | 0 | 493.675 | 948.0954 | 0 | 0 | 0 | 0 | 0 | 0 |  | 0 | 0 | 0 | 1.4438
E02000923 | Wandsworth 001 | 4.0869 | 116.3187 |  |  | 0 | 8159.2 | 10000.4582 | 0 | 0 | 0 | 288.8049 | 0 | 0 |  | 0 | 0 | 2626.3634 | 21.1952
E02000924 | Wandsworth 002 | 420.2838 | 11961.9248 |  |  | 0 | 4752.3 | 4516.4407 | 0 | 0 | 0 | 144.4025 | 324.5054 | 0 |  | 0 | 0 | 3683.5258 | 25.8034
E02000925 | Wandsworth 003 | 50.3344 | 1432.5938 |  |  | 0 | 4068.75 | 4516.4407 | 0 | 0 | 0 | 0 | 0 | 0 |  | 0 | 0 | 2692.5345 | 12.7607
E02000926 | Wandsworth 004 | 99.7425 | 2838.825 |  |  | 0 | 7595 | 10260.2104 | 0 | 0 | 0 | 288.8049 | 0 | 0 |  | 0 | 0 | 3050.9614 | 24.1335
E02000927 | Wandsworth 005 | 11.2044 | 318.8938 |  |  | 0 | 3613.05 | 5529.4741 | 0 | 0 | 0 | 144.4025 | 0 | 0 |  | 0 | 0 | 2565.3126 | 12.1823
E02000928 | Wandsworth 006 | 276.2419 | 7862.2688 |  |  | 0 | 4654.65 | 6204.8298 | 0 | 0 | 0 | 144.4025 | 0 | 0 |  | 0 | 0 | 3369.213 | 22.5116
E02000929 | Wandsworth 007 | 52 | 1480 |  |  | 0 | 669.6258 | 1155.8971 | 0 | 0 | 0 | 0 | 0 | 0 |  | 0 | 0 | 2609.4267 | 5.9669
E02000930 | Wandsworth 008 | 61.4738 | 1749.6375 |  |  | 0 | 4003.65 | 13117.4842 | 0 | 0 | 0 | 2720.1123 | 0 | 0 |  | 0 | 0 | 3309.7378 | 24.9621
E02000931 | Wandsworth 009 | 330.3219 | 9401.4688 |  |  | 0 | 669.6258 | 5909.3617 | 0 | 0 | 0 | 0 | 0 | 0 |  | 0 | 0 | 3088.3796 | 19.3992
E02000932 | Wandsworth 010 | 120.6143 | 3432.8692 | 49556.8785 | 42688.9668 | 0 | 4849.95 | 13442.1744 | 0 | 0 | 0 | 577.6099 | 0 | 0 |  | 0 | 1565.7462 | 4086.4607 | 120.3213
E02000933 | Wandsworth 011 | 32.1019 | 746.475 |  |  | 0 | 7247.8 | 6035.9909 | 0 | 0 | 0 | 0 | 0 | 0 |  | 0 | 0 | 3286.4991 | 17.3489
E02000934 | Wandsworth 012 | 15.2912 | 435.2125 |  |  | 0 | 471.975 | 9805.6441 | 0 | 0 | 559.5 | 433.2074 | 0 | 0 |  | 0 | 0 | 3252.6258 | 14.9735
E02000935 | Wandsworth 013 | 90.3813 | 2572.3915 |  |  | 0 | 3808.35 | 857.1821 | 0 | 0 | 0 | 0 | 0 | 0 |  | 0 | 0 | 2363.2544 | 9.6916
E02000936 | Wandsworth 014 | 41.5838 | 1183.5375 |  |  | 0 | 6596.8 | 5458.7108 | 0 | 0 | 0 | 0 | 0 | 0 |  | 0 | 0 | 3376.6967 | 16.6573
E02000937 | Wandsworth 015 | 543.6031 | 15471.7812 |  |  | 0 | 3775.8 | 12533.0418 | 0 | 0 | 0 | 0 | 0 | 0 |  | 0 | 0 | 3014.7249 | 35.339
E02000938 | Wandsworth 016 | 421.8581 | 11322.4625 |  |  | 0 | 4752.3 | 675.3556 | 0 | 0 | 0 | 0 | 0 | 0 |  | 0 | 0 | 8484.4771 | 25.6565
E02000939 | Wandsworth 017 | 85.8487 | 2443.3875 |  |  | 0 | 669.6258 | 5458.7108 | 0 | 0 | 0 | 288.8049 | 0 | 0 |  | 0 | 0 | 3099.0143 | 12.0454
E02000940 | Wandsworth 018 | 130.9994 | 3728.4437 |  |  | 0 | 3287.55 | 10519.9626 | 0 | 0 | 0 | 433.2074 | 0 | 0 |  | 0 | 0 | 3159.6711 | 21.2598
E02000941 | Wandsworth 019 | 166.335 | 4734.15 |  |  | 0 | 3320.1 | 1233.8228 | 0 | 0 | 0 | 0 | 0 | 0 |  | 0 | 0 | 3999.0203 | 13.4534
E02000942 | Wandsworth 020 | 23.1562 | 659.0625 |  |  | 0 | 3678.15 | 10909.5908 | 0 | 0 | 0 | 288.8049 | 0 | 0 |  | 0 | 0 | 10709.875 | 26.2686
E02000943 | Wandsworth 021 | 106.2425 | 2990.7562 |  |  | 0 | 4296.6 | 5867.152 | 0 | 0 | 0 | 866.4148 | 0 | 0 | 130.7704 | 0 | 0 | 3056.4757 | 17.3144
E02000944 | Wandsworth 022 | 57.1025 | 1625.225 |  |  | 0 | 669.6258 | 1142.9095 | 0 | 0 | 0 | 0 | 0 | 0 |  | 0 | 0 | 2889.8662 | 6.3847
E02000945 | Wandsworth 023 | 238.061 | 6370.6621 |  |  | 0 | 3547.95 | 10325.1484 | 0 | 0 | 0 | 1709.295 | 0 | 0 |  | 0 | 0 | 0 | 22.1911
E02000946 | Wandsworth 024 | 13.1339 | 6.5867 |  |  | 0 | 4231.5 | 1285.7732 | 0 | 0 | 0 | 0 | 0 | 0 |  | 0 | 0 | 3129.3427 | 8.6663
E02000947 | Wandsworth 025 | 153.6763 | 4184.7 |  |  | 0 | 3482.85 | 4263.1824 | 0 | 0 | 0 | 144.4025 | 0 | 0 |  | 0 | 0 | 0 | 12.2288
E02000948 | Wandsworth 026 | 693.6556 | 19742.5062 |  |  | 0 | 4101.3 | 1233.8228 | 0 | 0 | 0 | 0 | 0 | 0 |  | 0 | 0 | 3650.4403 | 29.4217
E02000949 | Wandsworth 027 | 309.7178 | 8815.0444 |  |  | 0 | 520.8 | 12987.6081 | 0 | 0 | 0 | 288.8049 | 0 | 0 |  | 0 | 0 | 3692.9789 | 26.615
E02000950 | Wandsworth 028 | 167.9014 | 4778.7311 |  |  | 0 | 669.6258 | 5149.5866 | 0 | 0 | 0 | 0 | 0 | 0 |  | 0 | 0 | 0 | 10.7658
E02000951 | Wandsworth 029 | 5.0537 | 143.8375 | 39920.31 |  | 0 | 4101.3 | 5234.0061 | 0 | 0 | 0 | 866.4148 | 0 | 0 | 130.7704 | 0 | 1782.1182 | 2493.6273 | 54.6774
E02000952 | Wandsworth 030 | 104.0244 | 2960.6937 |  |  | 0 | 461.125 | 1181.8723 | 0 | 0 | 0 | 0 | 0 | 0 |  | 0 | 0 | 2306.1424 | 7.0139
E02000953 | Wandsworth 031 | 36.6681 | 208.5882 |  |  | 0 | 669.6258 | 1259.798 | 0 | 0 | 0 | 0 | 0 | 0 |  | 0 | 0 | 2653.9347 | 4.8286
E02000954 | Wandsworth 032 | 3.8594 | 83.4813 |  |  | 0 | 417.725 | 6162.62 | 0 | 0 | 0 | 144.4025 | 0 | 0 |  | 0 | 0 | 2345.53 | 9.1576
E02000955 | Wandsworth 033 | 35.5712 | 1012.4125 |  |  | 0 | 3482.85 | 10519.9626 | 0 | 0 | 0 | 577.6099 | 0 | 0 |  | 0 | 0 | 2419.1847 | 18.0476
E02000956 | Wandsworth 034 | 46.28 | 1317.2 |  |  | 3367.2038 | 3320.1 | 4685.2796 | 0 | 0 | 559.5 | 288.8049 | 0 | 0 | 130.7704 | 0 | 0 | 2593.2778 | 16.3084
E02000957 | Wandsworth 035 | 6.89 | 196.1 |  |  | 0 | 493.675 | 5191.7963 | 0 | 0 | 0 | 1010.8173 | 0 | 0 |  | 0 | 0 | 3506.2818 | 10.4056
E02000958 | Wandsworth 036 | 186.8425 | 5317.825 |  |  | 0 | 669.6258 | 5458.7108 | 0 | 0 | 0 | 0 | 0 | 0 |  | 0 | 0 | 3082.0776 | 14.7151
E02000959 | Wandsworth 037 | 13.9588 | 397.2875 |  |  | 0 | 6683.6 | 883.1574 | 0 | 0 | 0 | 0 | 0 | 0 |  | 0 | 0 | 2692.9284 | 10.6709
E02000960 | Westminster 001 | 1.5437 | 43.9375 |  |  | 0 | 4166.4 | 24806.3315 | 140 | 0 | 0 | 144.4025 | 0 | 0 |  | 0 | 0 | 3175.4262 | 32.478
E02000961 | Westminster 002 | 64.2769 | 1829.4188 |  |  | 0 | 4133.85 | 12597.9799 | 0 | 0 | 0 | 0 | 0 | 0 | 261.5408 | 0 | 0 | 4077.7955 | 22.9649
E02000962 | Westminster 003 | 35.5987 | 1013.1949 | 112992.9533 |  | 0 | 7725.2 | 16769.4759 | 0 | 0 | 0 | 0 | 0 | 0 |  | 29200 | 3723.4246 | 4718.6313 | 176.1785
E02000963 | Westminster 004 | 19.7275 | 561.475 |  |  | 0 | 6727 | 4769.6991 | 140 | 0 | 0 | 0 | 0 | 0 |  | 0 | 0 | 3869.0413 | 16.0869
E02000964 | Westminster 005 | 12.155 | 345.95 |  |  | 0 | 4557 | 5065.1672 | 0 | 0 | 0 | 288.8049 | 0 | 0 |  | 0 | 0 | 4471.6712 | 14.7407
E02000965 | Westminster 006 | 143.1056 | 4073.0062 | 31904.586 |  | 0 | 4524.45 | 5824.9422 | 140 | 0 | 0 | 0 | 0 | 0 |  | 0 | 1303.8122 | 4032.8936 | 51.9468
E02000966 | Westminster 007 | 52.1381 | 1483.9313 |  |  | 0 | 6596.8 | 14286.3689 | 140 | 0 | 0 | 288.8049 | 0 | 0 |  | 0 | 0 | 4157.7522 | 27.0058
E02000967 | Westminster 008 | 2.1531 | 61.2812 |  |  | 0 | 18131.295 | 18312.5274 | 140 | 0 | 0 | 433.2074 | 0 | 0 | 261.5408 | 0 | 0 | 3525.1878 | 40.8672
E02000968 | Westminster 009 | 61.49 | 1750.1 |  |  | 0 | 4752.3 | 10390.0865 | 140 | 0 | 0 | 433.2074 | 0 | 0 | 130.7704 | 29200 | 0 | 6302.0117 | 53.16
E02000969 | Westminster 010 | 81.25 | 2312.5 |  |  | 0 | 4101.3 | 16769.4759 | 280 | 0 | 0 | 0 | 0 | 0 |  | 0 | 0 | 4247.9498 | 27.7925
E02000970 | Westminster 011 | 74.7339 | 2127.0409 | 78251.5477 |  | 0 | 22786.6275 | 19741.1643 | 560 | 0 | 0 | 1010.8173 | 0 | 0 | 130.7704 | 0 | 3956.857 | 3909.6105 | 132.5492
E02000971 | Westminster 012 | 15.7869 | 449.3188 |  |  | 0 | 19928.09 | 19416.4741 | 280 | 0 | 0 | 144.4025 | 0 | 0 |  | 0 | 0 | 4247.162 | 44.4812
E02000972 | Westminster 013 | 32.1425 | 914.825 | 90809.8434 |  | 0 | 22378.265 | 27923.3574 | 1680 | 0 | 0 | 866.4148 | 0 | 0 | 523.0816 | 0 | 3654.3706 | 3384.5742 | 152.1669
E02000973 | Westminster 014 | 23.5219 | 669.4688 | 136397.0011 |  | 0 | 6683.6 | 15974.758 | 140 | 0 | 0 | 433.2074 | 0 | 0 |  | 0 | 6072.8632 | 3834.3803 | 170.2288
E02000974 | Westminster 015 | 66.1375 | 1882.375 |  |  | 0 | 19928.09 | 19546.3502 | 0 | 0 | 0 | 433.2074 | 0 | 0 |  | 0 | 0 | 3748.1215 | 45.6043
E02000975 | Westminster 016 | 19.3781 | 551.5312 |  |  | 0 | 19111.365 | 13442.1744 | 140 | 0 | 0 | 722.0123 | 0 | 0 | 130.7704 | 0 | 0 | 3638.2301 | 37.7555
E02000976 | Westminster 017 | 41.6 | 1184 |  |  | 0 | 7247.8 | 22403.624 | 560 | 0 | 0 | 433.2074 | 0 | 0 |  | 0 | 0 | 4444.0999 | 36.3143
E02000977 | Westminster 018 | 5.3137 | 151.2375 | 149473.4165 |  | 0 | 23113.3175 | 31430.0116 | 1260 | 0 | 0 | 1588.4271 | 0 | 0 | 392.3112 | 0 | 5017.2328 | 3669.3463 | 216.1006
E02000978 | Westminster 019 | 2.925 | 83.25 | 230365.5302 |  | 0 | 21643.2125 | 12403.1657 | 0 | 0 | 0 | 144.4025 | 0 | 0 | 261.5408 | 0 | 8729.8361 | 4830.8859 | 278.4647
E02000979 | Westminster 020 | 0 | 0 |  |  | 0 | 20336.4525 | 16104.634 | 840 | 0 | 0 | 577.6099 | 0 | 0 | 130.7704 | 0 | 0 | 4589.0462 | 42.5785
E02000980 | Westminster 021 | 54.4294 | 1549.1437 | 39641.615 |  | 0 | 18457.985 | 16769.4759 | 0 | 0 | 0 | 0 | 0 | 0 |  | 0 | 2670.2455 | 0 | 79.1429
E02000981 | Westminster 022 | 0.78 | 22.2 |  |  | 0 | 19356.3825 | 11299.219 | 140 | 0 | 0 | 433.2074 | 0 | 0 | 130.7704 | 0 | 0 | 0 | 31.3826
E02000982 | Westminster 023 | 41.73 | 1187.7 |  |  | 0 | 22459.9375 | 27598.6672 | 280 | 0 | 0 | 288.8049 | 0 | 0 |  | 0 | 0 | 3976.9633 | 55.8338
E02000983 | Westminster 024 | 87.8637 | 2500.7375 |  |  | 0 | 18539.6575 | 10390.0865 | 140 | 0 | 0 | 0 | 0 | 0 |  | 0 | 0 | 0 | 31.6583

## Delivered heat 2013
Table 2: 2013 Annual Delivered Heat at 70°C
|  | Open Loop Ground Source Abstraction | Closed Loop Ground Source Abstraction | Air Source Heat Pumps | Rivers (10% Abstraction) | Power Stations | Building Heat Rejection |  |  | Industrial Sources Part A Processes | Industrial Sources Part B Processes | Commercial Building Sources - Non HVAC |  | Wastewater (Treatment Plants) | Tube rejected | National Grid Infrastructure | UKPN Infrastructure | Sewer heat mining | TOTAL
[7 empty] | Office | Retail | Gyms |  |  | Supermarkets | Data Centres
Typical Temperature
Greater London (GWh) |  | 370.2763 | 12102.0165 | 15159.0215 | 3165.3602 | 10104.0663 | 3502.539 | 7005.0776 | 102.0577 | 77.4511 | 28.6145 | 352.0127 | 913.5318 | 13307.8333 | 13.1995 | 403.1885 | 267.4884 | 4391.5807 | 71265.3157
As a % of total heat demand |  | 0.561% | 18.33% | 22.97% | 4.796% | 15.31% | 5.306% | 10.61% | 0.1546% | 0.1173% | 0.04335% | 0.5333% | 1.384% | 20.16% | 0.02% | 0.6108% | 0.4052% | 6.653% | 108%
MSOA Code | MSOA Name |  |  |  |  | MWh | [12 empty] | GWh
E02000001 | City of London 001 | 11.1516 | 381.8153 | 492609.6925 |  | 933.5206 | 26484.8436 | 36304.2947 | 3813.5451 | 0 | 0 | 2379.3455 | 17773.2042 | 0 | 553.5116 | 0 | 9863.2528 | 6656.8115 | 597.765
E02000002 | Barking and Dagenham 001 | 364.457 | 12478.5442 | 0 |  | 0 | 5404.3382 | 13477.2324 | 0 | 0 | 0 | 0 | 0 | 0 |  | 0 | 0 | 0 | 31.7246
E02000003 | Barking and Dagenham 002 | 669.2258 | 18913.0707 | 0 |  | 0 | 569.9888 | 6296.3945 | 0 | 0 | 0 | 183.0266 | 0 | 0 |  | 0 | 0 | 0 | 26.6317
E02000004 | Barking and Dagenham 003 | 1925.5336 | 65927.8161 | 0 |  | 0 | 589.6921 | 1670.0537 | 0 | 0 | 0 | 0 | 0 | 0 |  | 0 | 0 | 3459.2389 | 73.5723
E02000005 | Barking and Dagenham 004 | 269.4961 | 7859.5529 | 0 |  | 0 | 589.6921 | 1314.0302 | 0 | 7789.7311 | 0 | 732.1063 | 0 | 0 |  | 0 | 0 | 0 | 18.5546
E02000006 | Barking and Dagenham 005 | 119.4375 | 4022.6223 | 0 |  | 0 | 506.6567 | 1415.1094 | 0 | 0 | 0 | 366.0531 | 0 | 0 |  | 0 | 0 | 0 | 6.4299
E02000007 | Barking and Dagenham 006 | 1008.7289 | 33358.4157 | 0 |  | 0 | 450.3615 | 6241.6432 | 181.5974 | 0 | 0 | 0 | 0 | 0 |  | 0 | 0 | 14842.0047 | 56.0828
E02000008 | Barking and Dagenham 007 | 272.4211 | 9069.3301 | 0 |  | 0 | 548.8781 | 1297.1836 | 0 | 0 | 0 | 0 | 0 | 0 |  | 0 | 0 | 44478.1274 | 55.6659
E02000009 | Barking and Dagenham 008 | 59.9625 | 1668.4424 | 0 |  | 0 | 589.6921 | 1263.4905 | 0 | 0 | 0 | 0 | 0 | 0 |  | 0 | 0 | 0 | 3.5816
E02000010 | Barking and Dagenham 009 | 286.2031 | 9798.8825 | 0 |  | 0 | 589.6921 | 1670.0537 | 0 | 0 | 0 | 0 | 0 | 0 |  | 0 | 0 | 4920.9212 | 17.2658
E02000011 | Barking and Dagenham 010 | 522.0008 | 17872.6414 | 0 |  | 0 | 589.6921 | 1061.3321 | 181.5974 | 0 | 0 | 0 | 0 | 0 |  | 0 | 0 | 3495.1539 | 23.7224
E02000012 | Barking and Dagenham 011 | 287.7469 | 9033.861 | 0 |  | 0 | 589.6921 | 1670.0537 | 0 | 0 | 0 | 0 | 0 | 0 |  | 0 | 0 | 0 | 11.5814
E02000013 | Barking and Dagenham 012 | 644.0586 | 21034.6145 | 0 |  | 0 | 589.6921 | 1670.0537 | 0 | 0 | 0 | 0 | 0 | 0 |  | 0 | 0 | 0 | 23.9384
E02000014 | Barking and Dagenham 013 | 461.4289 | 14793.0821 | 0 |  | 0 | 589.6921 | 1482.4956 | 0 | 0 | 0 | 183.0266 | 0 | 0 |  | 0 | 0 | 5328.5277 | 22.8383
E02000015 | Barking and Dagenham 014 | 1003.5086 | 34065.0174 | 0 |  | 0 | 569.9888 | 1381.4163 | 0 | 0 | 0 | 0 | 0 | 0 |  | 0 | 0 | 4283.0029 | 41.3029
E02000016 | Barking and Dagenham 015 | 287.4219 | 9840.9587 | 309088.3222 |  | 0 | 633.3209 | 5475.1257 | 181.5974 | 0 | 0 | 5248.1116 | 0 | 0 |  | 0 | 3897.7347 | 0 | 334.6526
E02000017 | Barking and Dagenham 016 | 212.0219 | 7259.3588 | 0 |  | 0 | 589.6921 | 1465.649 | 0 | 0 | 0 | 0 | 0 | 0 |  | 0 | 0 | 0 | 9.5267
E02000018 | Barking and Dagenham 017 | 461.6828 | 15807.4311 | 0 |  | 0 | 589.6921 | 1670.0537 | 181.5974 | 0 | 0 | 0 | 0 | 0 |  | 0 | 0 | 4938.0236 | 23.6485
E02000019 | Barking and Dagenham 018 | 650.7008 | 20486.5809 | 0 |  | 3949510.3413 | 534.8043 | 12719.1381 | 181.5974 | 0 | 0 | 2166.4893 | 0 | 0 |  | 0 | 0 | 4727.6645 | 3990.9773
E02000020 | Barking and Dagenham 019 | 1044.225 | 35751.1944 | 0 |  | 0 | 589.6921 | 1398.2629 | 0 | 0 | 0 | 0 | 0 | 0 |  | 0 | 0 | 22440.5866 | 61.224
E02000021 | Barking and Dagenham 020 | 512.2609 | 17539.1616 | 0 |  | 0 | 598.1364 | 1670.0537 | 0 | 0 | 0 | 0 | 0 | 0 |  | 0 | 0 | 4365.0943 | 24.6847
E02000022 | Barking and Dagenham 021 | 242.7039 | 8309.8724 | 0 |  | 0 | 584.0626 | 7117.6634 | 0 | 0 | 0 | 0 | 0 | 0 |  | 0 | 0 | 4631.8912 | 20.8862
E02000023 | Barking and Dagenham 022 | 671.1047 | 22977.7691 | 0 |  | 0 | 589.6921 | 1670.0537 | 0 | 0 | 0 | 0 | 0 | 0 |  | 33599.0383 | 0 | 3564.7035 | 63.0724
E02000024 | Barnet 001 | 37.0749 | 180.9809 | 0 |  | 0 | 4475.4676 | 7774.6784 | 181.5974 | 0 | 0 | 366.0531 | 0 | 0 |  | 0 | 0 | 0 | 13.0159
E02000025 | Barnet 002 | 737.0797 | 23203.4505 | 0 |  | 0 | 4391.0248 | 1330.8767 | 0 | 0 | 0 | 0 | 0 | 0 |  | 0 | 0 | 0 | 29.6624
E02000026 | Barnet 003 | 506.807 | 16342.9461 | 0 |  | 0 | 4517.6889 | 1347.7232 | 0 | 0 | 0 | 0 | 2311.6069 | 0 |  | 0 | 0 | 0 | 25.0268
E02000027 | Barnet 004 | 736.0641 | 21699.8355 | 0 |  | 0 | 765.0807 | 7432.4831 | 0 | 0 | 0 | 0 | 0 | 0 |  | 0 | 0 | 20232.1008 | 50.8656
E02000028 | Barnet 005 | 85.7594 | 2865.7011 | 0 |  | 0 | 4517.6889 | 5967.887 | 181.5974 | 0 | 0 | 0 | 0 | 0 |  | 0 | 0 | 0 | 13.6186
E02000029 | Barnet 006 | 575.382 | 18309.3992 | 0 |  | 0 | 661.4685 | 6734.4046 | 181.5974 | 0 | 0 | 366.0531 | 0 | 0 |  | 0 | 0 | 0 | 26.8283
E02000030 | Barnet 007 | 6004.9031 | 205600.2294 | 0 |  | 0 | 765.0807 | 7432.4831 | 363.1948 | 0 | 0 | 0 | 0 | 0 |  | 0 | 0 | 5434.5623 | 225.6005
E02000031 | Barnet 008 | 540.2008 | 15026.0659 | 0 |  | 0 | 5024.3456 | 7227.1659 | 0 | 0 | 0 | 366.0531 | 0 | 0 |  | 0 | 0 | 4249.3683 | 32.4332
E02000032 | Barnet 009 | 215.7289 | 7257.2723 | 0 |  | 0 | 765.0807 | 5748.8819 | 0 | 0 | 0 | 0 | 0 | 0 |  | 0 | 0 | 9510.0565 | 23.497
E02000033 | Barnet 010 | 574.6203 | 19674.2671 | 0 |  | 0 | 4306.582 | 1533.0352 | 181.5974 | 0 | 712.8802 | 0 | 0 | 0 |  | 0 | 0 | 13921.8973 | 40.9049
E02000034 | Barnet 011 | 560.168 | 18217.5966 | 0 |  | 0 | 654.4316 | 1549.8817 | 0 | 0 | 0 | 0 | 0 | 0 |  | 0 | 0 | 0 | 20.9821
E02000035 | Barnet 012 | 329.4891 | 10941.1987 | 0 |  | 0 | 5404.3382 | 15077.6537 | 0 | 0 | 0 | 183.0266 | 0 | 0 |  | 0 | 0 | 9584.1668 | 41.5199
E02000036 | Barnet 013 | 237.9305 | 8146.436 | 0 |  | 0 | 765.0807 | 6898.6583 | 0 | 0 | 0 | 0 | 0 | 0 |  | 0 | 0 | 0 | 16.0481
E02000037 | Barnet 014 | 750.5773 | 25698.8116 | 0 |  | 0 | 765.0807 | 6077.3895 | 0 | 0 | 0 | 0 | 0 | 0 |  | 0 | 0 | 0 | 33.2919
E02000038 | Barnet 015 | 606.3281 | 16390.9338 | 0 |  | 0 | 598.1364 | 15919.9808 | 181.5974 | 0 | 0 | 0 | 0 | 0 |  | 0 | 0 | 5866.1121 | 39.5631
E02000039 | Barnet 016 | 706.7937 | 22574.7419 | 0 |  | 0 | 4771.0173 | 6351.1458 | 0 | 0 | 0 | 183.0266 | 0 | 0 |  | 0 | 0 | 0 | 34.5867
E02000040 | Barnet 017 | 2994.2148 | 100194.1732 | 0 |  | 0 | 765.0807 | 7993.6835 | 0 | 0 | 0 | 0 | 0 | 0 |  | 0 | 0 | 0 | 111.9472
E02000041 | Barnet 018 | 113.4555 | 2719.3038 | 0 |  | 0 | 689.6161 | 15919.9808 | 181.5974 | 0 | 0 | 549.0797 | 0 | 0 |  | 0 | 0 | 0 | 20.173
E02000042 | Barnet 019 | 68.4633 | 805.0113 | 0 |  | 0 | 4813.2387 | 13898.3959 | 181.5974 | 0 | 0 | 366.0531 | 0 | 0 |  | 0 | 0 | 5642.6411 | 25.7754
E02000043 | Barnet 020 | 334.618 | 10160.1813 | 0 |  | 0 | 765.0807 | 7432.4831 | 181.5974 | 0 | 0 | 0 | 0 | 0 |  | 0 | 0 | 17325.8385 | 36.1998
E02000044 | Barnet 021 | 313.7977 | 10324.3132 | 0 |  | 0 | 4391.0248 | 7432.4831 | 363.1948 | 0 | 0 | 0 | 0 | 0 |  | 0 | 0 | 0 | 22.8248
E02000045 | Barnet 022 | 531.8219 | 13468.2039 | 0 |  | 0 | 4433.2462 | 18362.7291 | 181.5974 | 0 | 0 | 2532.5425 | 0 | 0 |  | 0 | 0 | 23714.713 | 63.2249
E02000046 | Barnet 023 | 40.7889 | 1396.5598 | 0 |  | 0 | 5868.7735 | 12719.1381 | 181.5974 | 0 | 0 | 2166.4893 | 0 | 0 |  | 0 | 0 | 0 | 22.3733
E02000047 | Barnet 024 | 448.0023 | 14467.6002 | 0 |  | 0 | 4475.4676 | 6734.4046 | 0 | 0 | 0 | 0 | 0 | 0 |  | 0 | 0 | 0 | 26.1255
E02000048 | Barnet 025 | 1714.9945 | 57545.9621 | 0 |  | 0 | 4222.1392 | 13140.3016 | 0 | 0 | 712.8802 | 366.0531 | 0 | 0 |  | 0 | 0 | 0 | 77.7023
E02000049 | Barnet 026 | 142.6039 | 4882.576 | 0 |  | 0 | 765.0807 | 909.7132 | 0 | 0 | 0 | 0 | 0 | 0 |  | 0 | 0 | 0 | 6.7
E02000050 | Barnet 027 | 304.6875 | 1393.7301 | 0 |  | 0 | 765.0807 | 12971.8362 | 181.5974 | 0 | 712.8802 | 0 | 0 | 0 |  | 0 | 0 | 0 | 16.3298
E02000051 | Barnet 028 | 45.1502 | 1545.8867 | 0 |  | 0 | 5826.5521 | 6022.6382 | 0 | 0 | 0 | 0 | 0 | 0 |  | 0 | 0 | 0 | 13.4402
E02000052 | Barnet 029 | 49.993 | 1455.7625 | 0 |  | 0 | 4813.2387 | 6953.4096 | 0 | 0 | 0 | 0 | 0 | 0 |  | 0 | 0 | 0 | 13.2724
E02000053 | Barnet 030 | 439.3492 | 13663.9799 | 0 |  | 0 | 619.2471 | 7446.1709 | 0 | 0 | 0 | 0 | 0 | 0 |  | 0 | 0 | 0 | 22.1687
E02000054 | Barnet 031 | 458.1484 | 15187.4159 | 0 |  | 0 | 4475.4676 | 5639.3794 | 0 | 0 | 0 | 0 | 0 | 0 |  | 0 | 0 | 0 | 25.7604
E02000055 | Barnet 032 | 38.0453 | 1302.623 | 0 |  | 0 | 4602.1317 | 5858.3845 | 363.1948 | 0 | 0 | 732.1063 | 0 | 0 |  | 0 | 0 | 0 | 12.8965
E02000056 | Barnet 033 | 269.2023 | 8133.2461 | 0 |  | 0 | 765.0807 | 7774.6784 | 0 | 0 | 712.8802 | 0 | 0 | 0 |  | 0 | 0 | 0 | 17.6551
E02000057 | Barnet 034 | 226.7789 | 7764.6207 | 0 |  | 0 | 765.0807 | 5475.1257 | 363.1948 | 0 | 0 | 0 | 0 | 0 |  | 0 | 0 | 0 | 14.5948
E02000058 | Barnet 035 | 40.8246 | 612.9391 | 0 |  | 0 | 5446.5596 | 13729.9305 | 0 | 0 | 712.8802 | 366.0531 | 0 | 0 |  | 0 | 0 | 0 | 20.9092
E02000059 | Barnet 036 | 932.3539 | 28859.3937 | 0 |  | 0 | 4264.3606 | 7336.6684 | 0 | 0 | 0 | 183.0266 | 0 | 0 |  | 0 | 0 | 5793.142 | 47.3689
E02000060 | Barnet 037 | 101.593 | 3445.7265 | 0 |  | 0 | 8500.5736 | 6022.6382 | 0 | 0 | 0 | 183.0266 | 0 | 0 |  | 0 | 0 | 0 | 18.2536
E02000061 | Barnet 038 | 75.3134 | 2074.4161 | 0 |  | 0 | 5319.8954 | 14824.9556 | 181.5974 | 0 | 0 | 183.0266 | 0 | 0 |  | 0 | 0 | 0 | 22.6592
E02000062 | Barnet 039 | 452.4914 | 14498.8965 | 0 |  | 0 | 765.0807 | 28807.5842 | 181.5974 | 0 | 0 | 2532.5425 | 0 | 0 |  | 0 | 0 | 21625.9438 | 68.8641
E02000063 | Barnet 040 | 401.4461 | 10398.0334 | 0 |  | 0 | 605.1733 | 7432.4831 | 0 | 0 | 0 | 0 | 0 | 0 |  | 0 | 0 | 0 | 18.8371
E02000064 | Barnet 041 | 254.6883 | 8712.5519 | 0 |  | 0 | 569.9888 | 5858.3845 | 181.5974 | 0 | 0 | 0 | 0 | 0 |  | 0 | 0 | 0 | 15.5772
E02000065 | Bexley 001 | 2310.0594 | 79093.4887 | 0 | 263446.5435 | 0 | 555.915 | 5579.6508 | 0 | 0 | 0 | 0 | 0 | 2523513.0261 |  | 0 | 0 | 8963.3508 | 2883.462
E02000066 | Bexley 002 | 458.7375 | 15546.976 | 0 |  | 0 | 603.7659 | 5579.6508 | 0 | 0 | 0 | 0 | 0 | 0 |  | 0 | 0 | 9950.1575 | 32.1393
E02000067 | Bexley 003 | 667.6414 | 20965.4148 | 0 |  | 1332532.304 | 4433.2462 | 6077.3895 | 181.5974 | 0 | 0 | 0 | 0 | 0 |  | 0 | 0 | 0 | 1364.8576
E02000068 | Bexley 004 | 278.6164 | 9537.3842 | 61716.08 |  | 13069.2888 | 513.6936 | 5584.6282 | 0 | 7789.7311 | 635.7787 | 732.1063 | 0 | 0 |  | 0 | 534.1914 | 0 | 100.3915
E02000069 | Bexley 005 | 538.5859 | 18322.9609 | 0 |  | 0 | 603.7659 | 1499.3421 | 0 | 0 | 0 | 0 | 0 | 0 |  | 0 | 0 | 0 | 20.9647
E02000070 | Bexley 006 | 250.1992 | 7799.3944 | 0 |  | 0 | 603.7659 | 5579.6508 | 0 | 0 | 0 | 366.0531 | 0 | 0 |  | 0 | 0 | 0 | 14.5991
E02000071 | Bexley 007 | 189.343 | 6428.2672 | 0 |  | 0 | 603.7659 | 1280.3371 | 0 | 0 | 0 | 366.0531 | 0 | 0 |  | 0 | 0 | 0 | 8.8678
E02000072 | Bexley 008 | 813.6477 | 27224.6818 | 0 |  | 0 | 464.4353 | 1145.5648 | 0 | 0 | 0 | 0 | 0 | 0 |  | 0 | 0 | 6546.7863 | 36.1951
E02000073 | Bexley 009 | 24.5883 | 461.0993 | 0 |  | 0 | 603.7659 | 1482.4956 | 0 | 0 | 0 | 0 | 0 | 0 |  | 0 | 0 | 0 | 2.5719
E02000074 | Bexley 010 | 202.6984 | 5397.9223 | 0 |  | 0 | 394.0663 | 5579.6508 | 0 | 0 | 0 | 0 | 0 | 0 |  | 0 | 0 | 16124.1122 | 27.6985
E02000075 | Bexley 011 | 168.5125 | 5097.4775 | 0 |  | 0 | 603.7659 | 6515.3995 | 0 | 0 | 0 | 0 | 0 | 0 |  | 0 | 0 | 0 | 12.3852
E02000076 | Bexley 012 | 659.1102 | 20085.2923 | 0 |  | 0 | 603.7659 | 1212.9509 | 0 | 0 | 0 | 0 | 0 | 0 |  | 0 | 0 | 18182.6671 | 40.7438
E02000077 | Bexley 013 | 70.6469 | 2096.8544 | 0 |  | 0 | 603.7659 | 1330.8767 | 0 | 0 | 0 | 0 | 0 | 0 |  | 0 | 0 | 0 | 4.1021
E02000078 | Bexley 014 | 339.5945 | 10543.0398 | 0 |  | 0 | 603.7659 | 5475.1257 | 0 | 0 | 0 | 0 | 0 | 0 |  | 0 | 0 | 4330.3195 | 21.2918
E02000079 | Bexley 015 | 106.0414 | 3630.7226 | 75302.3968 |  | 0 | 4348.8034 | 13729.9305 | 181.5974 | 0 | 0 | 2532.5425 | 0 | 0 |  | 0 | 1999.484 | 0 | 101.8315
E02000080 | Bexley 016 | 12.2078 | 417.9799 | 0 |  | 0 | 591.0995 | 1549.8817 | 181.5974 | 0 | 0 | 1098.1594 | 0 | 0 |  | 0 | 0 | 0 | 3.8509
E02000081 | Bexley 017 | 263.7602 | 8093.6615 | 0 |  | 0 | 696.653 | 6405.897 | 0 | 0 | 0 | 0 | 0 | 0 |  | 0 | 0 | 4337.1604 | 19.7971
E02000082 | Bexley 018 | 64.6953 | 2211.6077 | 0 |  | 0 | 603.7659 | 1482.4956 | 0 | 0 | 0 | 0 | 0 | 0 |  | 0 | 0 | 0 | 4.3626
E02000083 | Bexley 019 | 79.2066 | 1164.8522 | 123105.0972 | 49688.019 | 0 | 506.6567 | 7665.1759 | 181.5974 | 0 | 0 | 183.0266 | 0 | 0 |  | 0 | 1280.8609 | 5447.6742 | 189.3022
E02000084 | Bexley 020 | 658.7241 | 20722.3408 | 0 |  | 0 | 506.6567 | 1263.4905 | 181.5974 | 0 | 0 | 2166.4893 | 0 | 0 |  | 0 | 0 | 21066.1263 | 46.5654
E02000085 | Bexley 021 | 409.1018 | 12437.4392 | 0 |  | 0 | 603.7659 | 1617.2679 | 0 | 0 | 0 | 0 | 0 | 0 |  | 0 | 0 | 0 | 15.0676
E02000086 | Bexley 022 | 293.3476 | 9765.6586 | 0 |  | 0 | 647.3947 | 5694.1307 | 0 | 0 | 0 | 366.0531 | 0 | 0 |  | 0 | 0 | 4122.8107 | 20.8894
E02000087 | Bexley 023 | 1077.9234 | 32788.4747 | 0 |  | 0 | 584.0626 | 5748.8819 | 0 | 0 | 0 | 0 | 0 | 0 |  | 0 | 0 | 4247.0879 | 44.4464
E02000088 | Bexley 024 | 417.9616 | 12334.2844 | 0 |  | 0 | 603.7659 | 5579.6508 | 0 | 0 | 0 | 0 | 0 | 0 |  | 0 | 0 | 14087.7903 | 33.0235
E02000089 | Bexley 025 | 223.7625 | 3128.5903 | 0 |  | 0 | 603.7659 | 5579.6508 | 0 | 0 | 0 | 0 | 0 | 0 |  | 0 | 0 | 4376.4959 | 13.9123
E02000090 | Bexley 026 | 190.194 | 5447.5779 | 0 |  | 0 | 689.6161 | 6022.6382 | 0 | 0 | 0 | 1647.2392 | 0 | 0 |  | 0 | 0 | 4729.9448 | 18.7272
E02000091 | Bexley 027 | 475.3013 | 14434.53 | 0 |  | 0 | 4222.1392 | 5913.1357 | 0 | 7789.7311 | 336.2309 | 0 | 0 | 0 |  | 0 | 0 | 0 | 33.1711
E02000092 | Bexley 028 | 1246.669 | 40420.5887 | 0 |  | 0 | 4433.2462 | 7665.1759 | 181.5974 | 0 | 0 | 732.1063 | 0 | 0 |  | 33599.0383 | 0 | 3440.9964 | 91.7194
E02000093 | Brent 001 | 133.25 | 4562.3102 | 0 |  | 0 | 4897.6815 | 1583.5748 | 0 | 0 | 0 | 732.1063 | 0 | 0 |  | 0 | 0 | 0 | 11.9089
E02000094 | Brent 002 | 153.8164 | 5266.4777 | 0 |  | 0 | 569.9888 | 7665.1759 | 0 | 0 | 0 | 2166.4893 | 0 | 0 |  | 0 | 0 | 0 | 15.8219
E02000095 | Brent 003 | 414.832 | 12753.2565 | 0 |  | 0 | 5277.674 | 7993.6835 | 0 | 0 | 0 | 183.0266 | 0 | 0 |  | 0 | 0 | 4866.7637 | 31.4892
E02000096 | Brent 004 | 366.5492 | 12197.225 | 0 |  | 0 | 4306.582 | 13814.1632 | 0 | 0 | 0 | 0 | 0 | 0 |  | 0 | 0 | 11846.81 | 42.5313
E02000097 | Brent 005 | 1285.9539 | 43106.5286 | 0 |  | 0 | 786.2135 | 6132.1407 | 0 | 0 | 0 | 0 | 0 | 0 |  | 0 | 0 | 0 | 51.3108
E02000098 | Brent 006 | 833.7977 | 28318.3148 | 0 |  | 0 | 4813.2387 | 6565.9392 | 0 | 0 | 0 | 2166.4893 | 0 | 0 |  | 0 | 0 | 3876.5367 | 46.5743
E02000099 | Brent 007 | 129.6344 | 4438.5158 | 0 |  | 0 | 786.2135 | 6565.9392 | 0 | 0 | 0 | 366.0531 | 0 | 0 |  | 0 | 0 | 3901.6201 | 16.188
E02000100 | Brent 008 | 806.2641 | 27204.1653 | 0 |  | 0 | 786.2135 | 6565.9392 | 181.5974 | 0 | 0 | 0 | 0 | 0 |  | 0 | 0 | 0 | 35.5442
E02000101 | Brent 009 | 222.2594 | 7193.2887 | 0 |  | 0 | 786.2135 | 13729.9305 | 0 | 0 | 0 | 2898.5956 | 0 | 0 |  | 0 | 0 | 4385.047 | 29.2153
E02000102 | Brent 010 | 494.5687 | 16344.6848 | 0 |  | 0 | 696.653 | 892.8666 | 0 | 0 | 0 | 0 | 0 | 0 |  | 0 | 0 | 12373.5629 | 30.8023
E02000103 | Brent 011 | 594.4961 | 19108.8467 | 0 |  | 0 | 786.2135 | 6565.9392 | 0 | 0 | 0 | 732.1063 | 25645.7524 | 0 |  | 0 | 0 | 12509.2417 | 65.9426
E02000104 | Brent 012 | 154.6594 | 5295.3399 | 0 |  | 0 | 4897.6815 | 1297.1836 | 0 | 0 | 0 | 0 | 0 | 0 |  | 0 | 0 | 10830.9294 | 22.4758
E02000105 | Brent 013 | 614.0773 | 20643.0626 | 0 |  | 0 | 689.6161 | 6624.902 | 544.7922 | 0 | 0 | 0 | 0 | 0 |  | 0 | 0 | 0 | 29.1165
E02000106 | Brent 014 | 83.0477 | 2520.3982 | 0 |  | 0 | 786.2135 | 7008.1608 | 0 | 0 | 0 | 0 | 0 | 0 |  | 0 | 0 | 0 | 10.3978
E02000107 | Brent 015 | 94.3211 | 3229.434 | 0 |  | 0 | 4475.4676 | 6132.1407 | 0 | 0 | 0 | 366.0531 | 0 | 0 |  | 0 | 0 | 0 | 14.2974
E02000108 | Brent 016 | 204.9633 | 6744.7079 | 0 |  | 0 | 786.2135 | 6565.9392 | 0 | 0 | 0 | 0 | 0 | 0 |  | 0 | 0 | 0 | 14.3018
E02000109 | Brent 017 | 276.2195 | 9250.5011 | 0 |  | 0 | 5319.8954 | 6565.9392 | 0 | 0 | 0 | 732.1063 | 0 | 0 |  | 0 | 0 | 4232.836 | 26.3775
E02000110 | Brent 018 | 138.2773 | 4657.5901 | 0 |  | 0 | 786.2135 | 1634.1144 | 0 | 0 | 0 | 0 | 0 | 0 |  | 0 | 0 | 0 | 7.2162
E02000111 | Brent 019 | 161.3625 | 5524.8463 | 0 |  | 0 | 4433.2462 | 6351.1458 | 0 | 0 | 0 | 0 | 0 | 0 |  | 0 | 0 | 0 | 16.4706
E02000112 | Brent 020 | 203.0437 | 6239.7937 | 0 |  | 0 | 5151.0098 | 1516.1886 | 0 | 0 | 0 | 0 | 0 | 0 |  | 0 | 0 | 4545.2392 | 17.6553
E02000113 | Brent 021 | 304.5047 | 8785.229 | 0 |  | 112714.3362 | 786.2135 | 6565.9392 | 0 | 0 | 0 | 2166.4893 | 0 | 0 |  | 0 | 0 | 4748.7574 | 136.0715
E02000114 | Brent 022 | 0.41641 | 14.2572 | 0 |  | 0 | 633.3209 | 12803.3708 | 0 | 0 | 0 | 732.1063 | 0 | 0 |  | 0 | 0 | 0 | 14.1835
E02000115 | Brent 023 | 25.8781 | 886.034 | 0 |  | 0 | 4306.582 | 6565.9392 | 0 | 0 | 0 | 549.0797 | 0 | 0 |  | 0 | 0 | 0 | 12.3335
E02000116 | Brent 024 | 180.1076 | 6047.38 | 0 |  | 0 | 5066.567 | 6789.1558 | 181.5974 | 0 | 0 | 0 | 0 | 0 |  | 0 | 0 | 0 | 18.2648
E02000117 | Brent 025 | 84.4391 | 2432.073 | 0 |  | 0 | 4559.9103 | 1516.1886 | 0 | 0 | 0 | 0 | 0 | 0 |  | 0 | 0 | 0 | 8.5926
E02000118 | Brent 026 | 203.0133 | 6640.0391 | 0 |  | 0 | 4559.9103 | 6132.1407 | 0 | 0 | 0 | 0 | 0 | 0 |  | 0 | 0 | 4853.6519 | 22.3888
E02000119 | Brent 027 | 689.2234 | 23296.2963 | 316764.3089 |  | 0 | 5953.2163 | 12971.8362 | 0 | 0 | 0 | 0 | 203105.1996 | 0 |  | 0 | 3391.9435 | 3290.4955 | 569.4625
E02000120 | Brent 028 | 18.7078 | 640.5317 | 0 |  | 0 | 4644.3531 | 13729.9305 | 181.5974 | 0 | 0 | 549.0797 | 0 | 0 |  | 0 | 0 | 4288.1336 | 24.0523
E02000121 | Brent 029 | 300.0969 | 10070.4651 | 0 |  | 0 | 786.2135 | 17183.4713 | 0 | 0 | 0 | 183.0266 | 0 | 0 |  | 0 | 0 | 8504.4373 | 37.0277
E02000122 | Brent 030 | 111.2719 | 3712.0931 | 0 |  | 0 | 786.2135 | 1516.1886 | 0 | 0 | 0 | 0 | 0 | 0 |  | 0 | 0 | 0 | 6.1258
E02000123 | Brent 031 | 24.4563 | 641.5749 | 0 |  | 0 | 661.4685 | 1482.4956 | 181.5974 | 0 | 0 | 366.0531 | 0 | 0 |  | 0 | 0 | 20604.9325 | 23.9626
E02000124 | Brent 032 | 165.2367 | 5657.4952 | 41145.0566 |  | 0 | 9007.2303 | 5967.887 | 544.7922 | 0 | 0 | 183.0266 | 0 | 0 |  | 0 | 1774.4079 | 4543.529 | 68.9887
E02000125 | Brent 033 | 1.8999 | 65.0499 | 0 |  | 0 | 786.2135 | 6241.6432 | 0 | 0 | 0 | 0 | 0 | 0 |  | 0 | 0 | 8830.5225 | 15.9253
E02000126 | Brent 034 | 78 | 2670.6206 | 0 |  | 0 | 4855.4601 | 5748.8819 | 0 | 0 | 0 | 0 | 0 | 0 |  | 0 | 0 | 3504.2751 | 16.8572
E02000127 | Bromley 001 | 22.3691 | 25.5579 | 0 |  | 0 | 682.8851 | 1499.3421 | 0 | 0 | 0 | 366.0531 | 0 | 0 |  | 0 | 0 | 5004.7228 | 7.6009
E02000128 | Bromley 002 | 839.8711 | 26936.7555 | 0 |  | 0 | 4686.5745 | 7281.9171 | 0 | 0 | 0 | 183.0266 | 0 | 0 |  | 0 | 0 | 0 | 39.9281
E02000129 | Bromley 003 | 1304.1738 | 41938.119 | 0 |  | 0 | 682.8851 | 6570.1508 | 0 | 0 | 0 | 366.0531 | 0 | 0 |  | 0 | 0 | 4407.2801 | 55.2687
E02000130 | Bromley 004 | 388.832 | 9423.6742 | 0 |  | 0 | 682.8851 | 1667.8075 | 0 | 0 | 0 | 366.0531 | 0 | 0 |  | 0 | 0 | 8874.9886 | 21.4042
E02000131 | Bromley 005 | 24.3852 | 830.3961 | 0 |  | 0 | 541.8412 | 1145.5648 | 0 | 0 | 0 | 183.0266 | 0 | 0 |  | 0 | 0 | 0 | 2.7252
E02000132 | Bromley 006 | 660.4203 | 22608.8201 | 0 |  | 0 | 640.3578 | 7884.1809 | 0 | 0 | 0 | 1464.2126 | 0 | 0 |  | 0 | 0 | 5023.5354 | 38.2815
E02000133 | Bromley 007 | 39.5966 | 136.2244 | 74363.2299 |  | 0 | 682.8851 | 5803.6332 | 0 | 0 | 0 | 0 | 0 | 0 |  | 0 | 1839.3449 | 8750.1413 | 91.6151
E02000134 | Bromley 008 | 148.6025 | 3783.2506 | 467807.8961 |  | 0 | 5193.2312 | 19878.9178 | 0 | 0 | 0 | 366.0531 | 0 | 0 |  | 0 | 6945.1282 | 6199.0382 | 510.3221
E02000135 | Bromley 009 | 383.8758 | 13143.4175 | 0 |  | 0 | 513.6936 | 1297.1836 | 0 | 0 | 0 | 183.0266 | 0 | 0 |  | 0 | 0 | 0 | 15.5212
E02000136 | Bromley 010 | 1667.2094 | 56236.7321 | 0 |  | 0 | 647.3947 | 16425.377 | 0 | 0 | 0 | 0 | 0 | 0 |  | 0 | 0 | 0 | 74.9767
E02000137 | Bromley 011 | 356.6875 | 12212.5254 | 0 |  | 0 | 682.8851 | 6657.4106 | 0 | 0 | 0 | 0 | 0 | 0 |  | 0 | 0 | 9022.069 | 28.9316
E02000138 | Bromley 012 | 322.4813 | 9979.0103 | 0 |  | 0 | 4517.6889 | 1516.1886 | 0 | 0 | 0 | 0 | 0 | 0 |  | 0 | 0 | 0 | 16.3354
E02000139 | Bromley 013 | 621.4508 | 16551.9361 | 0 |  | 0 | 689.6161 | 5639.3794 | 0 | 0 | 0 | 0 | 0 | 0 |  | 0 | 0 | 8556.3145 | 32.0587
E02000140 | Bromley 014 | 308.618 | 10183.4797 | 0 |  | 0 | 5024.3456 | 5584.6282 | 0 | 0 | 0 | 183.0266 | 0 | 0 |  | 0 | 0 | 4531.5573 | 25.8157
E02000141 | Bromley 015 | 51.7055 | 628.0131 | 0 |  | 0 | 584.0626 | 5803.6332 | 0 | 0 | 0 | 0 | 0 | 0 |  | 0 | 0 | 0 | 7.0674
E02000142 | Bromley 016 | 33.0094 | 26.4818 | 0 |  | 0 | 633.3209 | 7500.9221 | 0 | 0 | 0 | 2166.4893 | 0 | 0 |  | 0 | 0 | 4761.8692 | 15.1221
E02000143 | Bromley 017 | 494.4977 | 14519.0653 | 0 |  | 0 | 696.653 | 12803.3708 | 0 | 0 | 0 | 2166.4893 | 0 | 0 |  | 0 | 0 | 0 | 30.6801
E02000144 | Bromley 018 | 319.3937 | 10316.3152 | 0 |  | 0 | 5151.0098 | 14656.4902 | 0 | 0 | 0 | 366.0531 | 0 | 0 |  | 0 | 0 | 14094.6312 | 44.9039
E02000145 | Bromley 019 | 4354.543 | 148422.5209 | 0 |  | 0 | 682.8851 | 19626.2197 | 0 | 0 | 0 | 2166.4893 | 0 | 0 |  | 0 | 0 | 4493.362 | 179.746
E02000146 | Bromley 020 | 782.0109 | 25399.7577 | 0 |  | 0 | 696.653 | 1634.1144 | 0 | 0 | 0 | 0 | 0 | 0 |  | 0 | 0 | 0 | 28.5125
E02000147 | Bromley 021 | 68.4531 | 2324.6222 | 0 |  | 0 | 682.8851 | 6657.4106 | 0 | 0 | 0 | 0 | 0 | 0 |  | 0 | 0 | 0 | 9.7334
E02000148 | Bromley 022 | 577.6469 | 19525.4357 | 0 |  | 0 | 4348.8034 | 6898.6583 | 0 | 0 | 0 | 732.1063 | 0 | 0 |  | 0 | 0 | 7497.6779 | 39.5803
E02000149 | Bromley 023 | 365.4016 | 9877.1233 | 0 |  | 0 | 682.8851 | 13140.3016 | 0 | 0 | 0 | 0 | 0 | 0 |  | 0 | 0 | 4397.0187 | 28.4627
E02000150 | Bromley 024 | 1467.8727 | 49606.0819 | 0 |  | 0 | 682.8851 | 1482.4956 | 0 | 0 | 0 | 183.0266 | 0 | 0 |  | 0 | 0 | 0 | 53.4224
E02000151 | Bromley 025 | 195.7109 | 6249.1826 | 0 |  | 0 | 682.8851 | 6657.4106 | 0 | 0 | 0 | 0 | 0 | 0 |  | 0 | 0 | 8920.5949 | 22.7058
E02000152 | Bromley 026 | 1221.5836 | 40056.8746 | 0 |  | 0 | 682.8851 | 1330.8767 | 0 | 0 | 0 | 0 | 0 | 0 |  | 0 | 0 | 0 | 43.2922
E02000153 | Bromley 027 | 692.0367 | 22183.8854 | 0 |  | 0 | 682.8851 | 6657.4106 | 0 | 0 | 0 | 183.0266 | 0 | 0 |  | 0 | 0 | 4509.3243 | 34.9086
E02000154 | Bromley 028 | 171.7625 | 5856.2397 | 0 |  | 0 | 4686.5745 | 6241.6432 | 0 | 0 | 0 | 183.0266 | 0 | 0 |  | 0 | 0 | 4500.203 | 21.6394
E02000155 | Bromley 029 | 98.4498 | 3370.797 | 0 |  | 0 | 647.3947 | 1634.1144 | 0 | 0 | 0 | 0 | 0 | 0 |  | 0 | 0 | 4065.8029 | 9.8166
E02000156 | Bromley 030 | 1449.4695 | 47928.9461 | 0 |  | 0 | 668.5054 | 6351.1458 | 181.5974 | 0 | 0 | 915.1329 | 0 | 0 |  | 0 | 0 | 15196.5937 | 72.6914
E02000157 | Bromley 031 | 179.593 | 6149.0343 | 0 |  | 0 | 682.8851 | 6657.4106 | 0 | 0 | 0 | 0 | 0 | 0 |  | 0 | 0 | 0 | 13.6689
E02000158 | Bromley 032 | 534.8078 | 18311.1379 | 0 |  | 0 | 682.8851 | 1229.7975 | 0 | 0 | 0 | 0 | 0 | 0 |  | 0 | 0 | 4344.5714 | 25.1032
E02000159 | Bromley 033 | 80.4375 | 877.6883 | 0 |  | 0 | 682.5792 | 14319.5594 | 0 | 0 | 0 | 2349.5159 | 0 | 0 |  | 0 | 0 | 3989.9824 | 22.2998
E02000160 | Bromley 034 | 1004.6766 | 34398.845 | 0 |  | 0 | 696.653 | 5584.6282 | 0 | 0 | 0 | 0 | 0 | 0 |  | 0 | 0 | 31296.7626 | 72.9816
E02000161 | Bromley 035 | 92.0969 | 3046.5243 | 0 |  | 0 | 682.8851 | 6657.4106 | 0 | 0 | 0 | 0 | 0 | 0 |  | 0 | 0 | 4879.3055 | 15.3582
E02000162 | Bromley 036 | 609.2714 | 18320.8043 | 0 |  | 0 | 682.5792 | 6657.4106 | 0 | 0 | 0 | 0 | 0 | 0 |  | 0 | 0 | 3884.5178 | 30.1546
E02000163 | Bromley 037 | 2757.9906 | 93724.1776 | 0 |  | 0 | 619.2471 | 5584.6282 | 0 | 0 | 0 | 366.0531 | 0 | 0 |  | 0 | 0 | 4401.0093 | 107.4531
E02000164 | Bromley 038 | 354.7437 | 11246.0294 | 0 |  | 0 | 464.4353 | 6624.902 | 0 | 0 | 0 | 549.0797 | 0 | 0 |  | 0 | 0 | 6901.9455 | 26.1411
E02000165 | Bromley 039 | 197.3664 | 6757.5742 | 0 |  | 0 | 682.8851 | 1448.8025 | 0 | 0 | 0 | 0 | 0 | 0 |  | 0 | 0 | 4084.6155 | 13.1712
E02000166 | Camden 001 | 1108.9672 | 37178.5209 | 0 |  | 0 | 5657.6665 | 13140.3016 | 0 | 0 | 0 | 183.0266 | 0 | 0 |  | 0 | 0 | 18792.0815 | 76.0606
E02000167 | Camden 002 | 153.8757 | 4782.0248 | 0 |  | 0 | 22671.0261 | 33271.9174 | 0 | 0 | 0 | 183.0266 | 0 | 0 |  | 0 | 0 | 16457.6083 | 77.5195
E02000168 | Camden 003 | 15.9555 | 546.2949 | 0 |  | 0 | 5446.5596 | 6515.3995 | 726.3895 | 0 | 0 | 183.0266 | 0 | 0 | 184.8653 | 0 | 0 | 4739.0661 | 18.3576
E02000169 | Camden 004 | 44.4742 | 1522.7406 | 0 |  | 0 | 1224.1497 | 23416.6913 | 0 | 0 | 0 | 183.0266 | 0 | 0 | 181.317 | 0 | 0 | 0 | 26.5724
E02000170 | Camden 005 | 0 | 0 | 0 |  | 0 | 6164.3232 | 6570.1508 | 0 | 0 | 0 | 0 | 0 | 0 |  | 0 | 0 | 0 | 12.7345
E02000171 | Camden 006 | 16.7578 | 573.7661 | 0 |  | 0 | 9457.5918 | 15900.5424 | 0 | 0 | 0 | 0 | 0 | 0 |  | 0 | 0 | 10600.0474 | 36.5487
E02000172 | Camden 007 | 45.8961 | 1520.3064 | 0 |  | 0 | 5277.674 | 6132.1407 | 1089.5843 | 0 | 0 | 549.0797 | 0 | 0 | 368.0758 | 0 | 0 | 6506.3107 | 21.4891
E02000173 | Camden 008 | 25.1773 | 862.0402 | 0 |  | 0 | 9513.887 | 18025.7983 | 0 | 0 | 0 | 0 | 0 | 0 |  | 0 | 0 | 7905.2844 | 36.3322
E02000174 | Camden 009 | 39.5383 | 1353.7404 | 0 |  | 0 | 5488.781 | 6843.9071 | 0 | 0 | 0 | 0 | 0 | 0 |  | 0 | 0 | 5422.0206 | 19.148
E02000175 | Camden 010 | 67.4883 | 2310.7127 | 59982.5944 |  | 0 | 6164.3232 | 13814.1632 | 181.5974 | 0 | 0 | 183.0266 | 0 | 0 |  | 0 | 2188.2608 | 5379.8348 | 90.272
E02000176 | Camden 011 | 6.0633 | 166.9138 | 0 |  | 0 | 10414.61 | 15900.5424 | 0 | 0 | 0 | 0 | 0 | 0 |  | 0 | 0 | 0 | 26.4881
E02000177 | Camden 012 | 41.2547 | 1412.5079 | 0 |  | 0 | 9288.7062 | 7719.9272 | 544.7922 | 0 | 0 | 366.0531 | 0 | 0 |  | 0 | 0 | 0 | 19.3732
E02000178 | Camden 013 | 67.7828 | 2320.7971 | 0 |  | 0 | 5699.8879 | 7391.4196 | 0 | 0 | 0 | 366.0531 | 0 | 0 |  | 0 | 0 | 14254.2533 | 30.1002
E02000179 | Camden 014 | 29.6562 | 807.4454 | 0 |  | 0 | 9570.1822 | 14572.2575 | 181.5974 | 0 | 0 | 0 | 0 | 0 |  | 0 | 0 | 0 | 25.1611
E02000180 | Camden 015 | 48.6383 | 1665.3128 | 0 |  | 0 | 6079.8804 | 5858.3845 | 181.5974 | 0 | 0 | 183.0266 | 0 | 0 |  | 0 | 0 | 5013.274 | 19.0301
E02000181 | Camden 016 | 33.8406 | 1158.6599 | 0 |  | 0 | 1224.1497 | 6734.4046 | 0 | 0 | 0 | 183.0266 | 0 | 0 |  | 0 | 0 | 4613.0786 | 13.9472
E02000182 | Camden 017 | 210.878 | 7220.1939 | 0 |  | 0 | 10527.2004 | 13140.3016 | 0 | 0 | 0 | 549.0797 | 0 | 0 | 392.6558 | 0 | 0 | 8004.4781 | 40.0448
E02000183 | Camden 018 | 209.7078 | 7180.1264 | 0 |  | 0 | 10358.3148 | 18446.9618 | 0 | 0 | 0 | 732.1063 | 0 | 0 |  | 0 | 0 | 4890.707 | 41.8179
E02000184 | Camden 019 | 11.8051 | 404.1916 | 0 |  | 0 | 8782.0495 | 14403.7921 | 181.5974 | 0 | 0 | 183.0266 | 11121.8824 | 0 |  | 0 | 0 | 5504.682 | 40.593
E02000185 | Camden 020 | 53.8484 | 1843.7019 | 0 |  | 0 | 5615.4451 | 6405.897 | 181.5974 | 0 | 0 | 0 | 0 | 0 |  | 0 | 0 | 5293.7528 | 19.3942
E02000186 | Camden 021 | 14.107 | 483.0068 | 155245.522 |  | 0 | 25955.1467 | 21310.8737 | 1089.5843 | 0 | 0 | 915.1329 | 0 | 0 | 364.916 | 0 | 4632.1916 | 3893.0689 | 213.9035
E02000187 | Camden 022 | 60.8994 | 2085.1193 | 173573.0296 |  | 0 | 10639.7908 | 25690.9742 | 0 | 0 | 0 | 549.0797 | 0 | 0 | 364.4941 | 0 | 2864.5679 | 4965.9575 | 220.7939
E02000188 | Camden 023 | 80.9047 | 2444.5915 | 0 |  | 0 | 24048.238 | 22742.8296 | 0 | 0 | 0 | 183.0266 | 0 | 0 | 360.9013 | 0 | 0 | 4798.9243 | 54.6594
E02000189 | Camden 024 | 3.0635 | 104.8902 | 0 |  | 0 | 9119.8207 | 12634.9054 | 363.1948 | 0 | 0 | 0 | 0 | 0 |  | 0 | 0 | 4186.6596 | 26.4125
E02000190 | Camden 025 | 95.1338 | 3257.2587 | 0 |  | 0 | 10864.9715 | 7774.6784 | 181.5974 | 0 | 0 | 366.0531 | 0 | 0 |  | 0 | 0 | 4865.0535 | 27.4047
E02000191 | Camden 026 | 34.3484 | 1176.0467 | 0 |  | 2707.2098 | 24895.753 | 22237.4334 | 363.1948 | 0 | 0 | 1281.186 | 0 | 0 |  | 0 | 0 | 4880.4456 | 57.5756
E02000192 | Camden 027 | 2.7599 | 94.4943 | 437648.066 |  | 0 | 22565.0868 | 15246.1191 | 363.1948 | 0 | 0 | 183.0266 | 0 | 0 |  | 0 | 4718.445 | 4151.8848 | 484.9731
E02000193 | Camden 028 | 0 | 0 | 107510.6508 |  | 1400.2809 | 25319.5105 | 26785.9994 | 1089.5843 | 0 | 0 | 915.1329 | 0 | 0 | 727.6515 | 0 | 3132.3521 | 4610.2282 | 171.4914
E02000194 | Croydon 001 | 467.0758 | 15466.9965 | 0 |  | 0 | 450.3615 | 5639.3794 | 363.1948 | 0 | 0 | 183.0266 | 0 | 0 |  | 0 | 0 | 4353.1226 | 26.9232
E02000195 | Croydon 002 | 343.7837 | 6801.9021 | 0 |  | 0 | 590.6142 | 1010.7924 | 0 | 0 | 0 | 0 | 0 | 0 |  | 0 | 0 | 4850.8015 | 13.5979
E02000196 | Croydon 003 | 431.6203 | 13327.0226 | 0 |  | 0 | 372.9556 | 5858.3845 | 0 | 0 | 0 | 0 | 0 | 0 |  | 0 | 0 | 3707.7933 | 23.6978
E02000197 | Croydon 004 | 110.7844 | 3793.1158 | 0 |  | 0 | 394.0663 | 1448.8025 | 363.1948 | 0 | 0 | 549.0797 | 0 | 0 |  | 0 | 0 | 0 | 6.659
E02000198 | Croydon 005 | 75.7352 | 1910.1196 | 0 |  | 0 | 464.4353 | 909.7132 | 181.5974 | 0 | 0 | 0 | 0 | 0 |  | 0 | 0 | 0 | 3.5416
E02000199 | Croydon 006 | 226.6062 | 7731.9334 | 0 |  | 0 | 590.6142 | 1179.2578 | 0 | 0 | 0 | 183.0266 | 0 | 0 |  | 0 | 0 | 0 | 9.9114
E02000200 | Croydon 007 | 392.8031 | 13449.0784 | 0 |  | 0 | 682.5792 | 1330.8767 | 0 | 0 | 0 | 366.0531 | 0 | 0 |  | 0 | 0 | 0 | 16.2214
E02000201 | Croydon 008 | 87.6484 | 2987.0613 | 0 |  | 0 | 401.1032 | 977.0993 | 0 | 0 | 0 | 0 | 0 | 0 |  | 0 | 0 | 0 | 4.4529
E02000202 | Croydon 009 | 60.9578 | 2087.1178 | 0 |  | 0 | 584.0626 | 1398.2629 | 0 | 0 | 0 | 0 | 0 | 0 |  | 0 | 0 | 5452.2348 | 9.5826
E02000203 | Croydon 010 | 178.75 | 4108.861 | 0 |  | 0 | 351.8449 | 1263.4905 | 363.1948 | 0 | 0 | 2166.4893 | 0 | 0 |  | 0 | 0 | 23919.9414 | 32.3526
E02000204 | Croydon 011 | 152.4961 | 3055.2178 | 0 |  | 0 | 492.5829 | 1533.0352 | 0 | 0 | 712.8802 | 915.1329 | 0 | 0 |  | 0 | 0 | 10609.1687 | 17.4705
E02000205 | Croydon 012 | 943.7391 | 32285.2992 | 0 |  | 0 | 590.6142 | 412.7402 | 0 | 0 | 0 | 0 | 0 | 0 |  | 0 | 0 | 27524.5504 | 61.7569
E02000206 | Croydon 013 | 200.0883 | 4442.6886 | 0 |  | 0 | 605.1733 | 1095.0251 | 0 | 0 | 0 | 0 | 0 | 0 |  | 0 | 0 | 0 | 6.343
E02000207 | Croydon 014 | 501.6375 | 16877.7657 | 0 |  | 0 | 548.8781 | 1027.639 | 0 | 0 | 0 | 183.0266 | 0 | 0 |  | 0 | 0 | 0 | 19.1389
E02000208 | Croydon 015 | 66.0055 | 2253.3361 | 0 |  | 0 | 499.6198 | 1667.8075 | 0 | 0 | 0 | 0 | 0 | 0 |  | 0 | 0 | 0 | 4.4868
E02000209 | Croydon 016 | 196.5539 | 6729.7552 | 0 |  | 0 | 590.6142 | 6624.902 | 0 | 0 | 0 | 0 | 0 | 0 |  | 0 | 0 | 4905.5291 | 19.0474
E02000210 | Croydon 017 | 38.3906 | 1314.4461 | 0 |  | 0 | 429.2508 | 1330.8767 | 0 | 0 | 0 | 0 | 0 | 0 |  | 0 | 0 | 0 | 3.113
E02000211 | Croydon 018 | 476.1961 | 11462.4566 | 0 |  | 0 | 590.6142 | 1570.3018 | 0 | 0 | 0 | 183.0266 | 0 | 0 |  | 0 | 0 | 0 | 14.2826
E02000212 | Croydon 019 | 67.8844 | 2324.2745 | 0 |  | 42694.8243 | 590.6142 | 13477.2324 | 0 | 0 | 635.7787 | 183.0266 | 0 | 0 |  | 0 | 0 | 4540.1085 | 64.5137
E02000213 | Croydon 020 | 85.3531 | 2922.3822 | 0 |  | 0 | 682.5792 | 21479.3391 | 181.5974 | 0 | 0 | 1098.1594 | 0 | 0 |  | 0 | 0 | 19307.4328 | 45.7568
E02000214 | Croydon 021 | 295.1508 | 8245.1933 | 0 |  | 0 | 4855.4601 | 1570.3018 | 0 | 0 | 0 | 0 | 0 | 0 |  | 0 | 0 | 0 | 14.9661
E02000215 | Croydon 022 | 40.0766 | 1372.1704 | 0 |  | 0 | 4939.9029 | 1229.7975 | 0 | 0 | 0 | 549.0797 | 0 | 0 |  | 0 | 0 | 0 | 8.131
E02000216 | Croydon 023 | 997.9125 | 32930.6991 | 0 |  | 0 | 590.6142 | 1570.3018 | 0 | 0 | 0 | 366.0531 | 0 | 0 |  | 0 | 0 | 0 | 36.4556
E02000217 | Croydon 024 | 313.6859 | 10740.2067 | 0 |  | 0 | 661.4685 | 7938.9322 | 181.5974 | 0 | 0 | 2532.5425 | 0 | 0 |  | 0 | 0 | 4658.6849 | 27.0271
E02000218 | Croydon 025 | 138.3992 | 4738.6129 | 0 |  | 0 | 590.6142 | 1570.3018 | 181.5974 | 0 | 0 | 183.0266 | 0 | 0 |  | 0 | 0 | 0 | 7.4026
E02000219 | Croydon 026 | 2180.7205 | 74665.0889 | 0 |  | 0 | 675.5423 | 5913.1357 | 181.5974 | 0 | 0 | 366.0531 | 0 | 0 |  | 0 | 0 | 0 | 83.9821
E02000220 | Croydon 027 | 207.4617 | 7103.2248 | 0 |  | 0 | 4602.1317 | 5858.3845 | 181.5974 | 0 | 0 | 366.0531 | 0 | 0 |  | 0 | 0 | 5233.8946 | 23.5527
E02000221 | Croydon 028 | 1460.9867 | 49835.2406 | 0 |  | 0 | 640.3578 | 8103.186 | 726.3895 | 0 | 0 | 0 | 14785.5613 | 0 |  | 0 | 0 | 9591.5778 | 85.1433
E02000222 | Croydon 029 | 360.1203 | 12330.0605 | 0 |  | 0 | 4559.9103 | 1145.5648 | 181.5974 | 0 | 0 | 0 | 0 | 0 |  | 0 | 0 | 8422.346 | 26.9996
E02000223 | Croydon 030 | 288.3055 | 9871.2118 | 0 |  | 0 | 590.6142 | 336.9308 | 0 | 0 | 0 | 0 | 0 | 0 |  | 0 | 0 | 0 | 11.0871
E02000224 | Croydon 031 | 198.2297 | 4722.2692 | 0 |  | 0 | 605.1733 | 1381.4163 | 181.5974 | 0 | 0 | 0 | 0 | 0 |  | 0 | 0 | 11834.2683 | 18.923
E02000225 | Croydon 032 | 599.9602 | 19493.4438 | 0 |  | 0 | 337.7711 | 1570.3018 | 363.1948 | 0 | 0 | 0 | 0 | 0 |  | 0 | 0 | 0 | 22.3647
E02000226 | Croydon 033 | 1169.675 | 40048.1812 | 0 |  | 0 | 584.0626 | 6734.4046 | 0 | 0 | 0 | 549.0797 | 0 | 0 |  | 0 | 0 | 0 | 49.0854
E02000227 | Croydon 034 | 1.865 | 63.8569 | 0 |  | 0 | 590.6142 | 1570.3018 | 181.5974 | 0 | 0 | 0 | 0 | 0 |  | 0 | 0 | 0 | 2.4082
E02000228 | Croydon 035 | 711.9227 | 23680.198 | 0 |  | 0 | 590.6142 | 1570.3018 | 0 | 0 | 0 | 366.0531 | 0 | 0 |  | 0 | 0 | 0 | 26.9191
E02000229 | Croydon 036 | 299.1828 | 10033.2573 | 0 |  | 0 | 590.6142 | 1482.4956 | 0 | 0 | 0 | 0 | 0 | 0 |  | 0 | 0 | 0 | 12.4055
E02000230 | Croydon 037 | 260.5992 | 6455.043 | 0 |  | 0 | 4559.9103 | 8103.186 | 181.5974 | 0 | 0 | 2166.4893 | 0 | 0 |  | 0 | 0 | 12445.3929 | 34.1722
E02000231 | Croydon 038 | 53.1273 | 1819.0125 | 0 |  | 0 | 590.6142 | 1570.3018 | 363.1948 | 0 | 0 | 366.0531 | 0 | 0 |  | 0 | 0 | 7877.3505 | 12.6397
E02000232 | Croydon 039 | 1786.7078 | 61174.5983 | 0 |  | 0 | 590.6142 | 1570.3018 | 181.5974 | 0 | 0 | 366.0531 | 0 | 0 |  | 0 | 0 | 0 | 65.6699
E02000233 | Croydon 040 | 133.1992 | 4560.5715 | 0 |  | 0 | 4728.7959 | 892.8666 | 0 | 0 | 0 | 0 | 0 | 0 |  | 0 | 0 | 0 | 10.3154
E02000234 | Croydon 041 | 955.9875 | 31130.8121 | 0 |  | 0 | 4517.6889 | 1297.1836 | 0 | 0 | 0 | 0 | 0 | 0 |  | 0 | 0 | 4275.0218 | 42.1767
E02000235 | Croydon 042 | 2013.7406 | 67715.88 | 0 |  | 0 | 590.6142 | 1570.3018 | 0 | 0 | 0 | 0 | 0 | 0 |  | 0 | 0 | 0 | 71.8905
E02000236 | Croydon 043 | 899.5898 | 30348.7515 | 0 |  | 0 | 569.9888 | 1027.639 | 0 | 0 | 0 | 0 | 0 | 0 |  | 0 | 0 | 4143.9037 | 36.9899
E02000237 | Croydon 044 | 910.7211 | 31181.9295 | 0 |  | 0 | 633.3209 | 1570.3018 | 0 | 0 | 0 | 0 | 0 | 0 |  | 0 | 0 | 4141.6233 | 38.4379
E02000238 | Ealing 001 | 342.1945 | 11699.6132 | 0 |  | 0 | 809.2433 | 7342.5346 | 363.1948 | 0 | 0 | 366.0531 | 0 | 0 |  | 0 | 0 | 0 | 20.9228
E02000239 | Ealing 002 | 2059.4742 | 69248.3572 | 0 |  | 0 | 464.4353 | 1549.8817 | 0 | 0 | 0 | 0 | 0 | 0 |  | 0 | 0 | 0 | 73.3221
E02000240 | Ealing 003 | 820.4117 | 28072.8125 | 0 |  | 0 | 5362.1168 | 7342.5346 | 0 | 0 | 0 | 366.0531 | 0 | 0 |  | 0 | 0 | 0 | 41.9639
E02000241 | Ealing 004 | 335.3695 | 9790.5368 | 0 |  | 0 | 809.2433 | 6843.9071 | 0 | 0 | 0 | 0 | 0 | 0 |  | 0 | 0 | 3481.472 | 21.2605
E02000242 | Ealing 005 | 42.8289 | 781.0174 | 0 |  | 0 | 661.4685 | 8048.4347 | 0 | 0 | 0 | 0 | 0 | 0 |  | 0 | 0 | 3515.6767 | 13.0494
E02000243 | Ealing 006 | 1375.1055 | 46549.1254 | 0 |  | 0 | 8444.2784 | 5858.3845 | 0 | 0 | 0 | 0 | 0 | 0 |  | 0 | 0 | 4362.2439 | 66.5891
E02000244 | Ealing 007 | 801.7344 | 27450.3631 | 0 |  | 0 | 809.2433 | 14066.8613 | 0 | 0 | 0 | 2166.4893 | 0 | 0 |  | 0 | 0 | 7185.2747 | 52.48
E02000245 | Ealing 008 | 1329.9914 | 45503.4801 | 0 |  | 0 | 809.2433 | 7342.5346 | 0 | 0 | 0 | 0 | 0 | 0 |  | 0 | 0 | 0 | 54.9852
E02000246 | Ealing 009 | 1336.1359 | 45213.1197 | 0 |  | 0 | 5193.2312 | 7500.9221 | 0 | 0 | 0 | 549.0797 | 0 | 0 |  | 0 | 0 | 4614.2188 | 64.4067
E02000247 | Ealing 010 | 551.7789 | 18892.2065 | 0 |  | 0 | 696.653 | 5748.8819 | 181.5974 | 0 | 0 | 0 | 0 | 0 |  | 0 | 0 | 9718.1353 | 35.7893
E02000248 | Ealing 011 | 401.9234 | 12745.2586 | 0 |  | 0 | 5108.7884 | 7342.5346 | 0 | 0 | 0 | 0 | 0 | 0 |  | 0 | 0 | 0 | 25.5985
E02000249 | Ealing 012 | 281.2773 | 7264.9226 | 0 |  | 0 | 654.4316 | 6953.4096 | 0 | 0 | 0 | 1098.1594 | 0 | 0 |  | 0 | 0 | 13326.7349 | 29.5789
E02000250 | Ealing 013 | 340.732 | 10109.0639 | 0 |  | 0 | 809.2433 | 7342.5346 | 0 | 0 | 0 | 0 | 0 | 0 |  | 0 | 0 | 0 | 18.6016
E02000251 | Ealing 014 | 226.7484 | 7354.6387 | 0 |  | 0 | 809.2433 | 7342.5346 | 181.5974 | 0 | 0 | 0 | 0 | 0 |  | 0 | 0 | 0 | 15.9148
E02000252 | Ealing 015 | 184.0211 | 6106.2627 | 0 |  | 0 | 689.6161 | 7342.5346 | 363.1948 | 0 | 635.7787 | 2349.5159 | 33605.531 | 0 |  | 33599.0383 | 0 | 4853.6519 | 89.7291
E02000253 | Ealing 016 | 373.1813 | 12004.9264 | 0 |  | 0 | 809.2433 | 7342.5346 | 181.5974 | 0 | 0 | 366.0531 | 0 | 0 |  | 0 | 0 | 5336.5088 | 26.414
E02000254 | Ealing 017 | 364.9445 | 12186.7928 | 0 |  | 0 | 809.2433 | 6734.4046 | 0 | 0 | 0 | 0 | 0 | 0 |  | 0 | 0 | 0 | 20.0954
E02000255 | Ealing 018 | 722.0992 | 22818.1578 | 0 |  | 0 | 5235.4526 | 7342.5346 | 181.5974 | 0 | 0 | 366.0531 | 0 | 0 |  | 0 | 0 | 5074.8425 | 41.7407
E02000256 | Ealing 019 | 38.3602 | 1313.4029 | 0 |  | 0 | 9739.0678 | 7062.9121 | 181.5974 | 0 | 0 | 0 | 0 | 0 |  | 0 | 0 | 0 | 18.3353
E02000257 | Ealing 020 | 340.2953 | 11651.2778 | 0 |  | 0 | 5995.4377 | 21226.641 | 181.5974 | 0 | 0 | 1281.186 | 0 | 0 |  | 0 | 0 | 0 | 40.6764
E02000258 | Ealing 021 | 276.6867 | 8245.8888 | 0 |  | 0 | 809.2433 | 7342.5346 | 0 | 0 | 0 | 0 | 0 | 0 |  | 0 | 0 | 0 | 16.6744
E02000259 | Ealing 022 | 902.0578 | 29602.5078 | 0 |  | 0 | 809.2433 | 7342.5346 | 0 | 0 | 0 | 0 | 0 | 0 |  | 0 | 0 | 3291.0656 | 41.9474
E02000260 | Ealing 023 | 217.6078 | 6314.9049 | 0 |  | 0 | 654.4316 | 19289.2889 | 544.7922 | 0 | 0 | 366.0531 | 0 | 0 |  | 0 | 0 | 0 | 27.3871
E02000261 | Ealing 024 | 483.275 | 15247.5744 | 0 |  | 0 | 4222.1392 | 1533.0352 | 181.5974 | 0 | 0 | 366.0531 | 0 | 0 |  | 0 | 0 | 5380.4048 | 27.4141
E02000262 | Ealing 025 | 57.0172 | 1952.1958 | 0 |  | 0 | 4517.6889 | 5584.6282 | 363.1948 | 0 | 0 | 2898.5956 | 0 | 0 |  | 0 | 0 | 0 | 15.3733
E02000263 | Ealing 026 | 476.0336 | 15925.6617 | 0 |  | 0 | 4771.0173 | 14319.5594 | 181.5974 | 0 | 0 | 0 | 0 | 0 |  | 0 | 0 | 0 | 35.6739
E02000264 | Ealing 027 | 445.3008 | 15011.4609 | 0 |  | 0 | 4897.6815 | 6734.4046 | 363.1948 | 0 | 0 | 183.0266 | 0 | 0 |  | 0 | 0 | 0 | 27.6351
E02000265 | Ealing 028 | 56.0828 | 390.161 | 0 |  | 0 | 4982.1243 | 6953.4096 | 363.1948 | 0 | 0 | 366.0531 | 0 | 0 |  | 0 | 0 | 0 | 13.111
E02000266 | Ealing 029 | 618.3942 | 19627.3396 | 0 |  | 0 | 4391.0248 | 1533.0352 | 181.5974 | 0 | 0 | 0 | 0 | 0 |  | 0 | 0 | 15063.7654 | 41.4152
E02000267 | Ealing 030 | 27.0713 | 88.1466 | 0 |  | 0 | 562.9519 | 6405.897 | 363.1948 | 0 | 0 | 732.1063 | 0 | 0 |  | 0 | 0 | 3614.8704 | 11.7942
E02000268 | Ealing 031 | 217.6683 | 4520.2179 | 0 |  | 0 | 9345.0014 | 14319.5594 | 181.5974 | 0 | 0 | 183.0266 | 0 | 0 |  | 0 | 0 | 0 | 28.7671
E02000269 | Ealing 032 | 68.1718 | 2334.1172 | 0 |  | 0 | 8669.4592 | 12634.9054 | 181.5974 | 0 | 0 | 366.0531 | 0 | 0 |  | 0 | 0 | 0 | 24.2543
E02000270 | Ealing 033 | 123.1344 | 3804.2434 | 0 |  | 0 | 499.6198 | 1600.4213 | 181.5974 | 0 | 0 | 0 | 0 | 0 |  | 0 | 0 | 0 | 6.209
E02000271 | Ealing 034 | 5.6977 | 195.0805 | 0 |  | 0 | 4222.1392 | 6186.892 | 181.5974 | 0 | 0 | 0 | 0 | 0 |  | 0 | 0 | 28933.7855 | 39.7252
E02000272 | Ealing 035 | 614.8797 | 19622.1066 | 0 |  | 0 | 682.5792 | 6241.6432 | 181.5974 | 0 | 0 | 0 | 0 | 0 |  | 0 | 0 | 13525.1224 | 40.8679
E02000273 | Ealing 036 | 153.075 | 5241.0929 | 0 |  | 0 | 9795.3629 | 7172.4146 | 181.5974 | 0 | 0 | 0 | 0 | 0 |  | 0 | 0 | 4014.4957 | 26.558
E02000274 | Ealing 037 | 148.007 | 5067.5721 | 0 |  | 0 | 612.2102 | 7281.9171 | 363.1948 | 0 | 0 | 0 | 0 | 0 |  | 0 | 0 | 0 | 13.4729
E02000275 | Ealing 038 | 125.1663 | 3291.7031 | 0 |  | 0 | 809.2433 | 12719.1381 | 0 | 0 | 0 | 0 | 0 | 0 |  | 0 | 0 | 0 | 16.9453
E02000276 | Ealing 039 | 171.7219 | 4843.6294 | 0 |  | 0 | 5488.781 | 7500.9221 | 0 | 0 | 0 | 0 | 0 | 0 |  | 0 | 0 | 13049.6765 | 31.0547
E02000277 | Enfield 001 | 285.5734 | 8472.9611 | 0 |  | 0 | 691.9617 | 1398.2629 | 181.5974 | 0 | 0 | 183.0266 | 0 | 0 |  | 0 | 0 | 0 | 11.2134
E02000278 | Enfield 002 | 379.6305 | 11136.2792 | 0 |  | 0 | 691.9617 | 6405.897 | 0 | 0 | 0 | 366.0531 | 0 | 0 |  | 0 | 0 | 4844.5307 | 23.8244
E02000279 | Enfield 003 | 847.5289 | 28577.3789 | 0 |  | 0 | 5108.7884 | 1516.1886 | 181.5974 | 0 | 0 | 183.0266 | 0 | 0 |  | 0 | 0 | 9962.6992 | 46.3772
E02000280 | Enfield 004 | 201.6072 | 4584.0641 | 0 |  | 0 | 612.2102 | 1246.644 | 181.5974 | 0 | 0 | 0 | 0 | 0 |  | 0 | 0 | 13388.3034 | 20.2144
E02000281 | Enfield 005 | 653.8583 | 17494.266 | 0 |  | 0 | 4264.3606 | 6943.6326 | 0 | 0 | 0 | 0 | 0 | 0 |  | 0 | 0 | 0 | 29.3561
E02000282 | Enfield 006 | 475.7289 | 16083.882 | 0 |  | 0 | 696.653 | 6460.6483 | 0 | 0 | 712.8802 | 183.0266 | 0 | 0 |  | 0 | 0 | 4778.4015 | 29.3912
E02000283 | Enfield 007 | 250.707 | 8370.3787 | 0 |  | 0 | 691.9617 | 6943.6326 | 0 | 0 | 0 | 0 | 0 | 0 |  | 0 | 0 | 4803.485 | 21.0602
E02000284 | Enfield 008 | 231.0953 | 7912.409 | 0 |  | 0 | 4602.1317 | 15161.8864 | 0 | 0 | 0 | 0 | 0 | 0 |  | 0 | 0 | 0 | 27.9075
E02000285 | Enfield 009 | 51.0453 | 1738.6853 | 0 |  | 0 | 696.653 | 6943.6326 | 0 | 0 | 0 | 2166.4893 | 0 | 0 |  | 0 | 0 | 0 | 11.5965
E02000286 | Enfield 010 | 376.0555 | 11958.3296 | 0 |  | 0 | 4982.1243 | 8048.4347 | 0 | 0 | 0 | 183.0266 | 0 | 0 |  | 0 | 0 | 0 | 25.548
E02000287 | Enfield 011 | 0.91406 | 31.2963 | 0 |  | 0 | 4348.8034 | 7391.4196 | 363.1948 | 0 | 0 | 0 | 0 | 0 |  | 0 | 0 | 0 | 12.1356
E02000288 | Enfield 012 | 664.6453 | 22756.6084 | 0 |  | 0 | 598.1364 | 17520.4021 | 0 | 0 | 0 | 4516.0053 | 0 | 0 |  | 0 | 0 | 0 | 46.0558
E02000289 | Enfield 013 | 64.2094 | 2198.4488 | 0 |  | 0 | 691.9617 | 6943.6326 | 0 | 0 | 0 | 0 | 0 | 0 |  | 0 | 0 | 0 | 9.8983
E02000290 | Enfield 014 | 923.7211 | 29341.3573 | 0 |  | 1582511.3463 | 562.9519 | 7884.1809 | 363.1948 | 16035.7031 | 0 | 0 | 0 | 0 |  | 0 | 0 | 9169.7194 | 1646.7922
E02000291 | Enfield 015 | 220.9797 | 7312.2148 | 0 |  | 0 | 4897.6815 | 16930.7732 | 363.1948 | 0 | 0 | 366.0531 | 0 | 0 |  | 0 | 0 | 0 | 30.0909
E02000292 | Enfield 016 | 946.2477 | 27229.8979 | 0 |  | 0 | 691.9617 | 18278.4964 | 181.5974 | 0 | 0 | 732.1063 | 0 | 0 |  | 0 | 0 | 0 | 48.0603
E02000293 | Enfield 017 | 1103.3547 | 36435.5409 | 0 |  | 0 | 691.9617 | 1566.7283 | 0 | 0 | 0 | 0 | 0 | 0 |  | 0 | 0 | 16555.6619 | 56.3532
E02000294 | Enfield 018 | 610.5938 | 15945.4827 | 0 |  | 0 | 5066.567 | 6570.1508 | 0 | 0 | 0 | 0 | 0 | 0 |  | 0 | 0 | 4857.0724 | 33.0499
E02000295 | Enfield 019 | 147.1097 | 4446.0446 | 0 |  | 0 | 691.9617 | 7336.6684 | 0 | 0 | 0 | 183.0266 | 0 | 0 |  | 0 | 0 | 4659.255 | 17.4641
E02000296 | Enfield 020 | 798.7992 | 25478.3463 | 0 |  | 0 | 4686.5745 | 7062.9121 | 363.1948 | 0 | 0 | 2349.5159 | 0 | 0 |  | 0 | 0 | 0 | 40.7393
E02000297 | Enfield 021 | 388.5477 | 11801.5002 | 0 |  | 0 | 691.9617 | 5803.6332 | 0 | 0 | 0 | 0 | 0 | 0 |  | 0 | 0 | 10350.9229 | 29.0366
E02000298 | Enfield 022 | 0 | 0 | 0 |  | 0 | 691.9617 | 6624.902 | 181.5974 | 0 | 0 | 366.0531 | 0 | 0 |  | 0 | 0 | 4337.7305 | 12.2022
E02000299 | Enfield 023 | 211.0977 | 7227.7147 | 0 |  | 0 | 689.6161 | 5529.8769 | 0 | 0 | 0 | 0 | 0 | 0 |  | 0 | 0 | 10250.589 | 23.9089
E02000300 | Enfield 024 | 87.293 | 1811.7101 | 0 |  | 0 | 691.9617 | 1314.0302 | 181.5974 | 0 | 0 | 0 | 0 | 0 |  | 0 | 0 | 4430.6534 | 8.5172
E02000301 | Enfield 025 | 520.782 | 17827.4356 | 0 |  | 45718.2177 | 499.6198 | 6943.6326 | 363.1948 | 0 | 0 | 0 | 0 | 1098153.9812 |  | 0 | 0 | 5472.1875 | 1175.4991
E02000302 | Enfield 026 | 614.2195 | 18349.7367 | 0 |  | 0 | 5151.0098 | 6943.6326 | 0 | 0 | 0 | 0 | 0 | 0 |  | 0 | 0 | 4576.5936 | 35.6352
E02000303 | Enfield 027 | 513.6523 | 16349.5531 | 0 |  | 0 | 619.2471 | 6943.6326 | 0 | 0 | 0 | 732.1063 | 0 | 0 |  | 0 | 0 | 4714.5527 | 29.8727
E02000304 | Enfield 028 | 184.832 | 5595.0358 | 0 |  | 0 | 5066.567 | 5913.1357 | 0 | 0 | 0 | 0 | 0 | 0 |  | 0 | 0 | 4207.1824 | 20.9668
E02000305 | Enfield 029 | 31.7078 | 1085.6351 | 0 |  | 0 | 5066.567 | 7555.6734 | 181.5974 | 0 | 0 | 0 | 0 | 0 |  | 0 | 0 | 0 | 13.9212
E02000306 | Enfield 030 | 382.5656 | 11432.2034 | 0 |  | 615508.1051 | 492.5829 | 6077.3895 | 0 | 0 | 0 | 366.0531 | 0 | 0 |  | 0 | 0 | 4395.8785 | 638.6548
E02000307 | Enfield 031 | 215.2414 | 7369.5914 | 0 |  | 0 | 691.9617 | 6943.6326 | 0 | 0 | 0 | 0 | 0 | 0 |  | 0 | 0 | 5078.263 | 20.2987
E02000308 | Enfield 032 | 211.6969 | 7248.2312 | 0 |  | 0 | 513.6936 | 7719.9272 | 0 | 0 | 0 | 0 | 0 | 0 |  | 0 | 0 | 11316.0665 | 27.0096
E02000309 | Enfield 033 | 439.1055 | 15034.4116 | 0 |  | 0 | 471.4722 | 6898.6583 | 0 | 0 | 0 | 2166.4893 | 0 | 0 |  | 0 | 0 | 5317.6962 | 30.3278
E02000310 | Enfield 034 | 228.7797 | 5418.4388 | 0 |  | 0 | 562.9519 | 1549.8817 | 0 | 0 | 0 | 0 | 0 | 0 |  | 0 | 0 | 4675.2172 | 12.4353
E02000311 | Enfield 035 | 516.5266 | 15645.0379 | 0 |  | 0 | 691.9617 | 6405.897 | 0 | 0 | 0 | 0 | 0 | 0 |  | 0 | 0 | 5209.9512 | 28.4694
E02000312 | Enfield 036 | 263.4619 | 8647.8267 | 0 |  | 0 | 4306.582 | 6679.6533 | 0 | 0 | 0 | 732.1063 | 0 | 0 |  | 0 | 0 | 12696.2276 | 33.3259
E02000313 | Greenwich 001 | 334.3539 | 11447.8516 | 68446.7419 |  | 0 | 541.0593 | 1569.848 | 0 | 0 | 0 | 0 | 0 | 0 |  | 0 | 2087.2838 | 2992.3442 | 87.4195
E02000314 | Greenwich 002 | 1468.5734 | 50282.0827 | 0 |  | 0 | 541.0593 | 7336.6684 | 363.1948 | 0 | 0 | 915.1329 | 0 | 0 |  | 0 | 0 | 7547.8449 | 68.4546
E02000315 | Greenwich 003 | 339.3102 | 11617.5473 | 0 |  | 0 | 443.3246 | 1431.9559 | 181.5974 | 0 | 0 | 1098.1594 | 0 | 0 |  | 0 | 0 | 8202.8656 | 23.3148
E02000316 | Greenwich 004 | 405.8336 | 13895.225 | 0 |  | 0 | 387.0294 | 5639.3794 | 726.3895 | 0 | 0 | 1281.186 | 0 | 0 |  | 0 | 0 | 4823.4377 | 27.1585
E02000317 | Greenwich 005 | 224.2602 | 7678.3819 | 0 |  | 0 | 408.1401 | 1128.7182 | 0 | 0 | 0 | 0 | 0 | 0 |  | 0 | 0 | 4312.647 | 13.7521
E02000318 | Greenwich 006 | 428.3805 | 12997.3679 | 0 |  | 0 | 464.4353 | 1381.4163 | 181.5974 | 0 | 0 | 366.0531 | 0 | 0 |  | 0 | 0 | 4963.6771 | 20.7829
E02000319 | Greenwich 007 | 298.1063 | 10206.778 | 0 |  | 0 | 626.284 | 1111.8717 | 0 | 0 | 0 | 0 | 0 | 0 |  | 0 | 0 | 5151.2331 | 17.3943
E02000320 | Greenwich 008 | 448.0836 | 15156.1196 | 0 |  | 0 | 541.0593 | 1297.1836 | 0 | 0 | 0 | 0 | 0 | 0 |  | 0 | 0 | 0 | 17.4424
E02000321 | Greenwich 009 | 240.0531 | 8219.113 | 0 |  | 0 | 541.0593 | 909.7132 | 0 | 0 | 0 | 0 | 0 | 0 |  | 0 | 0 | 3657.0563 | 13.567
E02000322 | Greenwich 010 | 328.8976 | 11097.2498 | 0 |  | 1338730.1287 | 450.3615 | 8103.186 | 181.5974 | 0 | 0 | 3264.6488 | 0 | 0 |  | 0 | 0 | 7374.5409 | 1369.5306
E02000323 | Greenwich 011 | 121.8547 | 4172.1492 | 0 |  | 0 | 408.1401 | 1347.7232 | 363.1948 | 0 | 0 | 0 | 0 | 0 |  | 0 | 0 | 5224.7733 | 11.6378
E02000324 | Greenwich 012 | 771.4586 | 26253.7999 | 0 |  | 0 | 358.8818 | 1330.8767 | 181.5974 | 0 | 0 | 0 | 0 | 0 |  | 0 | 0 | 3531.6389 | 32.4283
E02000325 | Greenwich 013 | 481.4062 | 15576.8814 | 0 |  | 0 | 541.0593 | 1431.9559 | 0 | 0 | 0 | 0 | 0 | 0 |  | 0 | 0 | 3687.8405 | 21.7191
E02000326 | Greenwich 014 | 185.9102 | 6221.7114 | 0 |  | 0 | 541.0593 | 1229.7975 | 0 | 0 | 0 | 0 | 0 | 0 |  | 0 | 0 | 3535.6295 | 11.7141
E02000327 | Greenwich 015 | 1282.6531 | 43916.4082 | 0 |  | 0 | 591.0995 | 1078.1786 | 0 | 0 | 0 | 0 | 0 | 0 |  | 0 | 0 | 3190.7317 | 50.0591
E02000328 | Greenwich 016 | 5.9095 | 7.6 | 0 |  | 0 | 661.4685 | 6515.3995 | 0 | 0 | 0 | 0 | 0 | 0 |  | 0 | 0 | 3326.9806 | 10.5174
E02000329 | Greenwich 017 | 726.6797 | 23834.2455 | 0 |  | 0 | 541.0593 | 943.4063 | 0 | 0 | 0 | 0 | 0 | 0 |  | 0 | 0 | 3311.5884 | 29.357
E02000330 | Greenwich 018 | 1215.5564 | 41548.1633 | 0 | 14672.972 | 0 | 569.9888 | 8157.9372 | 0 | 0 | 0 | 549.0797 | 0 | 0 |  | 0 | 0 | 7444.0905 | 74.1578
E02000331 | Greenwich 019 | 261.625 | 8957.7065 | 103274.208 |  | 0 | 4264.3606 | 6241.6432 | 0 | 0 | 0 | 366.0531 | 0 | 0 |  | 0 | 1503.0369 | 4105.1383 | 128.9738
E02000332 | Greenwich 020 | 1055.8438 | 35765.1039 | 0 |  | 0 | 541.0593 | 1569.848 | 0 | 0 | 0 | 0 | 0 | 0 |  | 0 | 0 | 0 | 38.9319
E02000333 | Greenwich 021 | 330.4539 | 11314.3206 | 0 |  | 0 | 541.0593 | 1566.7283 | 0 | 0 | 0 | 549.0797 | 0 | 0 |  | 0 | 0 | 3251.7302 | 17.5534
E02000334 | Greenwich 022 | 627.9305 | 21324.9749 | 0 |  | 0 | 541.0593 | 1569.848 | 0 | 0 | 0 | 0 | 0 | 0 |  | 0 | 0 | 3513.3964 | 27.5772
E02000335 | Greenwich 023 | 284.1922 | 9258.1514 | 205018.8547 |  | 0 | 541.0593 | 1569.848 | 0 | 0 | 0 | 0 | 0 | 0 |  | 0 | 5791.2651 | 0 | 222.4634
E02000336 | Greenwich 024 | 647.4914 | 21257.1662 | 0 |  | 0 | 541.0593 | 5639.3794 | 0 | 0 | 0 | 0 | 0 | 0 |  | 0 | 0 | 1713.6572 | 29.7988
E02000337 | Greenwich 025 | 74.6158 | 2554.7498 | 0 |  | 0 | 668.5054 | 909.7132 | 0 | 0 | 0 | 183.0266 | 0 | 0 |  | 0 | 0 | 4224.8549 | 8.6155
E02000338 | Greenwich 026 | 655.1188 | 21519.7077 | 0 |  | 0 | 492.5829 | 5858.3845 | 544.7922 | 0 | 0 | 183.0266 | 0 | 0 |  | 0 | 0 | 3110.9207 | 32.3645
E02000339 | Greenwich 027 | 305.8047 | 10470.3627 | 67278.2083 |  | 0 | 612.2102 | 1667.8075 | 181.5974 | 0 | 0 | 183.0266 | 0 | 0 |  | 0 | 1045.5776 | 10390.2584 | 92.1349
E02000340 | Greenwich 028 | 164.1241 | 4601.5736 | 0 |  | 0 | 541.8412 | 6296.3945 | 0 | 0 | 712.8802 | 0 | 0 | 0 |  | 0 | 0 | 3232.9176 | 15.5497
E02000341 | Greenwich 029 | 947.1414 | 29998.5803 | 0 |  | 0 | 541.0593 | 1566.7283 | 181.5974 | 0 | 0 | 0 | 0 | 0 |  | 0 | 0 | 4273.3116 | 37.5084
E02000342 | Greenwich 030 | 921.3141 | 31413.1746 | 0 |  | 0 | 675.5423 | 1667.8075 | 181.5974 | 0 | 0 | 0 | 0 | 0 |  | 0 | 0 | 3208.9742 | 38.0684
E02000343 | Greenwich 031 | 306.2211 | 10484.62 | 0 |  | 0 | 541.0593 | 1569.848 | 0 | 0 | 0 | 0 | 0 | 0 |  | 0 | 0 | 3518.5271 | 16.4203
E02000344 | Greenwich 032 | 346.0641 | 9836.4381 | 0 |  | 0 | 668.5054 | 6460.6483 | 181.5974 | 0 | 0 | 0 | 0 | 0 |  | 0 | 0 | 7655.5898 | 25.1488
E02000345 | Hackney 001 | 86.5211 | 2822.2339 | 0 |  | 0 | 743.0325 | 6789.1558 | 363.1948 | 0 | 454.8673 | 2166.4893 | 0 | 0 |  | 0 | 0 | 4770.4204 | 18.1959
E02000346 | Hackney 002 | 3.5815 | 122.6274 | 0 |  | 0 | 743.0325 | 5639.3794 | 0 | 0 | 0 | 0 | 0 | 0 |  | 0 | 0 | 3444.9869 | 9.9536
E02000347 | Hackney 003 | 5.5237 | 189.1256 | 0 |  | 0 | 4559.9103 | 404.317 | 181.5974 | 0 | 0 | 0 | 0 | 0 |  | 0 | 0 | 4248.2281 | 9.5887
E02000348 | Hackney 004 | 131.6816 | 4508.6085 | 0 |  | 0 | 4475.4676 | 8103.186 | 0 | 0 | 0 | 732.1063 | 0 | 0 |  | 0 | 0 | 4335.4502 | 22.2865
E02000349 | Hackney 005 | 95.0752 | 3069.2159 | 0 |  | 0 | 689.6161 | 6351.1458 | 181.5974 | 0 | 0 | 0 | 0 | 0 |  | 0 | 0 | 7562.0969 | 17.9487
E02000350 | Hackney 006 | 22.7398 | 778.5833 | 0 |  | 0 | 506.6567 | 1330.8767 | 0 | 0 | 0 | 0 | 0 | 0 |  | 0 | 0 | 5072.5622 | 7.7114
E02000351 | Hackney 007 | 20.7898 | 711.8178 | 0 |  | 0 | 743.0325 | 1634.1144 | 181.5974 | 0 | 0 | 0 | 0 | 0 |  | 0 | 0 | 4119.9603 | 7.4113
E02000352 | Hackney 008 | 0 | 0 | 55299.2145 |  | 0 | 640.3578 | 6460.6483 | 0 | 0 | 0 | 0 | 0 | 0 |  | 0 | 2384.8154 | 3456.9586 | 68.242
E02000353 | Hackney 009 | 0 | 0 | 0 |  | 0 | 4306.582 | 1549.8817 | 363.1948 | 0 | 0 | 549.0797 | 0 | 0 |  | 0 | 0 | 4182.669 | 10.9514
E02000354 | Hackney 010 | 282.4555 | 9609.7135 | 0 |  | 0 | 4306.582 | 1280.3371 | 0 | 0 | 0 | 0 | 0 | 0 |  | 0 | 0 | 4671.7967 | 20.1509
E02000355 | Hackney 011 | 167.0094 | 5718.1881 | 0 |  | 0 | 689.6161 | 1061.3321 | 0 | 0 | 0 | 0 | 0 | 0 |  | 0 | 0 | 4338.8707 | 11.975
E02000356 | Hackney 012 | 25.0859 | 714.5996 | 0 |  | 0 | 605.1733 | 1162.4113 | 181.5974 | 0 | 0 | 0 | 0 | 0 |  | 0 | 0 | 0 | 2.6889
E02000357 | Hackney 013 | 1680.6461 | 57543.1802 | 568512.6011 |  | 0 | 4348.8034 | 1027.639 | 0 | 0 | 0 | 0 | 0 | 0 |  | 33599.0383 | 6725.4803 | 3663.3271 | 677.1007
E02000358 | Hackney 014 | 16.7273 | 572.7229 | 0 |  | 0 | 696.653 | 1415.1094 | 0 | 0 | 0 | 549.0797 | 0 | 0 |  | 0 | 0 | 5852.4302 | 9.1027
E02000359 | Hackney 015 | 40.818 | 1397.5552 | 0 |  | 0 | 743.0325 | 960.2528 | 0 | 0 | 0 | 0 | 0 | 0 |  | 0 | 0 | 3557.2925 | 6.699
E02000360 | Hackney 016 | 37.6492 | 1289.0613 | 0 |  | 0 | 4855.4601 | 1448.8025 | 0 | 0 | 0 | 366.0531 | 0 | 0 |  | 0 | 0 | 5435.7025 | 13.4327
E02000361 | Hackney 017 | 54.1633 | 1854.4817 | 0 |  | 0 | 4686.5745 | 1516.1886 | 181.5974 | 0 | 0 | 2166.4893 | 0 | 0 |  | 0 | 0 | 3726.0358 | 14.1855
E02000362 | Hackney 018 | 42.7785 | 778.2498 | 0 |  | 0 | 4475.4676 | 1246.644 | 0 | 0 | 0 | 0 | 0 | 0 |  | 0 | 0 | 3214.1049 | 9.7572
E02000363 | Hackney 019 | 161.4234 | 5526.9328 | 0 |  | 0 | 743.0325 | 1061.3321 | 0 | 0 | 0 | 366.0531 | 0 | 0 |  | 0 | 0 | 5891.7656 | 13.7505
E02000364 | Hackney 020 | 34.1352 | 1168.7442 | 0 |  | 0 | 4264.3606 | 7062.9121 | 0 | 0 | 0 | 0 | 0 | 0 |  | 0 | 0 | 4289.8439 | 16.82
E02000365 | Hackney 021 | 56.5703 | 1936.8954 | 0 |  | 0 | 4306.582 | 6241.6432 | 181.5974 | 0 | 0 | 183.0266 | 0 | 0 |  | 0 | 0 | 6032.5751 | 18.9389
E02000366 | Hackney 022 | 4.7523 | 162.7111 | 0 |  | 0 | 4728.7959 | 1246.644 | 0 | 0 | 0 | 0 | 0 | 0 |  | 0 | 0 | 4372.5053 | 10.5154
E02000367 | Hackney 023 | 6.5769 | 225.1852 | 0 |  | 0 | 4897.6815 | 1499.3421 | 181.5974 | 0 | 0 | 732.1063 | 0 | 0 |  | 0 | 0 | 4786.3826 | 12.3289
E02000368 | Hackney 024 | 179.4102 | 6142.7751 | 43601.4953 |  | 0 | 633.3209 | 1145.5648 | 0 | 0 | 0 | 0 | 0 | 0 |  | 0 | 1850.9463 | 4916.9307 | 58.4704
E02000369 | Hackney 025 | 70.8602 | 2426.1614 | 0 |  | 0 | 4602.1317 | 1297.1836 | 363.1948 | 0 | 25.1502 | 183.0266 | 0 | 0 |  | 0 | 0 | 5701.3593 | 14.6691
E02000370 | Hackney 026 | 201.3477 | 6893.8871 | 0 |  | 0 | 6122.1018 | 6515.3995 | 181.5974 | 0 | 0 | 0 | 0 | 0 | 188.4723 | 0 | 0 | 3929.554 | 24.0324
E02000371 | Hackney 027 | 108.7734 | 3724.2639 | 760664.8998 |  | 0 | 8500.5736 | 6570.1508 | 1634.3765 | 0 | 25.1502 | 366.0531 | 0 | 0 |  | 0 | 13185.5985 | 5581.6427 | 800.3615
E02000372 | Hammersmith and Fulham 001 | 175.6731 | 6008.9108 | 0 |  | 0 | 4982.1243 | 7391.4196 | 0 | 0 | 1348.6589 | 0 | 0 | 0 |  | 0 | 0 | 4505.9038 | 24.4127
E02000373 | Hammersmith and Fulham 002 | 95.9766 | 3286.1152 | 0 |  | 0 | 1072.4873 | 12634.9054 | 0 | 0 | 0 | 0 | 0 | 0 |  | 0 | 0 | 3412.4924 | 20.502
E02000374 | Hammersmith and Fulham 003 | 7.6172 | 260.8028 | 0 |  | 0 | 1072.4873 | 7117.6634 | 0 | 0 | 0 | 0 | 0 | 0 |  | 0 | 0 | 3897.6296 | 12.3562
E02000375 | Hammersmith and Fulham 004 | 145.4781 | 4980.9856 | 96575.3614 |  | 0 | 5784.3307 | 13392.9997 | 0 | 0 | 0 | 366.0531 | 0 | 0 | 193.8097 | 0 | 1662.2317 | 4015.6359 | 127.1169
E02000376 | Hammersmith and Fulham 005 | 14.0664 | 481.6158 | 0 |  | 0 | 5193.2312 | 12634.9054 | 181.5974 | 0 | 0 | 366.0531 | 0 | 0 |  | 0 | 0 | 3758.5303 | 22.63
E02000377 | Hammersmith and Fulham 006 | 17.5805 | 601.9328 | 0 |  | 0 | 4306.582 | 6843.9071 | 0 | 0 | 0 | 0 | 0 | 0 |  | 0 | 0 | 4526.4266 | 16.2964
E02000378 | Hammersmith and Fulham 007 | 6.2969 | 215.597 | 0 |  | 0 | 5573.2237 | 7829.4297 | 363.1948 | 0 | 0 | 732.1063 | 0 | 0 |  | 0 | 0 | 3526.5082 | 18.2464
E02000379 | Hammersmith and Fulham 008 | 159.1687 | 5140.9446 | 0 |  | 0 | 4222.1392 | 1044.4855 | 0 | 0 | 0 | 366.0531 | 0 | 0 |  | 0 | 0 | 3415.9129 | 14.3487
E02000380 | Hammersmith and Fulham 009 | 5.332 | 182.562 | 0 |  | 0 | 6079.8804 | 7062.9121 | 0 | 0 | 0 | 0 | 0 | 0 |  | 0 | 0 | 3379.9979 | 16.7107
E02000381 | Hammersmith and Fulham 010 | 52.6805 | 1803.7121 | 0 |  | 0 | 9851.6581 | 13056.0689 | 181.5974 | 0 | 0 | 0 | 0 | 0 |  | 0 | 0 | 3955.7776 | 28.9015
E02000382 | Hammersmith and Fulham 011 | 11.428 | 391.2817 | 0 |  | 0 | 8894.6399 | 7884.1809 | 0 | 0 | 0 | 183.0266 | 0 | 0 |  | 0 | 0 | 9630.9133 | 26.9955
E02000383 | Hammersmith and Fulham 012 | 38.6445 | 1323.1395 | 0 |  | 0 | 10808.6763 | 13389.1709 | 0 | 0 | 0 | 183.0266 | 0 | 0 |  | 0 | 0 | 4674.6471 | 30.4173
E02000384 | Hammersmith and Fulham 013 | 65.782 | 2203.9575 | 0 |  | 0 | 10696.086 | 18110.031 | 363.1948 | 0 | 0 | 2715.5691 | 0 | 0 |  | 0 | 0 | 4483.1006 | 38.6377
E02000385 | Hammersmith and Fulham 014 | 102.1719 | 3498.2348 | 0 |  | 0 | 6122.1018 | 13389.1709 | 0 | 0 | 0 | 0 | 0 | 0 |  | 0 | 0 | 3414.7727 | 26.5265
E02000386 | Hammersmith and Fulham 015 | 55.5242 | 1901.0785 | 0 |  | 0 | 10302.0196 | 7719.9272 | 0 | 0 | 0 | 549.0797 | 0 | 0 |  | 0 | 0 | 4512.1746 | 25.0398
E02000387 | Hammersmith and Fulham 016 | 97.3477 | 3333.0597 | 0 |  | 0 | 9007.2303 | 13389.1709 | 363.1948 | 0 | 0 | 0 | 0 | 0 |  | 0 | 0 | 6367.7815 | 32.5578
E02000388 | Hammersmith and Fulham 017 | 64.7867 | 2218.2147 | 0 |  | 0 | 8444.2784 | 15414.5845 | 0 | 0 | 0 | 732.1063 | 0 | 0 |  | 0 | 0 | 4275.5919 | 31.1496
E02000389 | Hammersmith and Fulham 018 | 37.9539 | 1299.4934 | 279019.1831 |  | 0 | 10977.5619 | 12634.9054 | 181.5974 | 0 | 0 | 366.0531 | 0 | 0 |  | 0 | 4192.5787 | 4558.351 | 313.2677
E02000390 | Hammersmith and Fulham 019 | 2.4273 | 83.1092 | 0 |  | 0 | 9851.6581 | 7829.4297 | 0 | 0 | 0 | 0 | 0 | 0 |  | 0 | 0 | 3431.305 | 21.1979
E02000391 | Hammersmith and Fulham 020 | 142.7461 | 4887.4443 | 0 |  | 0 | 6122.1018 | 19457.7543 | 0 | 0 | 0 | 183.0266 | 0 | 0 |  | 0 | 0 | 3940.3855 | 34.7335
E02000392 | Hammersmith and Fulham 021 | 17.0625 | 584.1983 | 0 |  | 0 | 6079.8804 | 18194.2637 | 181.5974 | 0 | 0 | 183.0266 | 0 | 0 |  | 0 | 0 | 4983.6299 | 30.2237
E02000393 | Hammersmith and Fulham 022 | 4.5398 | 155.4385 | 0 |  | 0 | 1072.4873 | 14235.3267 | 0 | 0 | 0 | 0 | 0 | 0 |  | 0 | 0 | 0 | 15.4678
E02000394 | Hammersmith and Fulham 023 | 128.0906 | 4385.6597 | 243054.9937 |  | 0 | 22353.208 | 14319.5594 | 0 | 0 | 0 | 183.0266 | 0 | 0 |  | 0 | 4264.2003 | 3744.8484 | 292.4336
E02000395 | Hammersmith and Fulham 024 | 489.1008 | 13493.8027 | 0 |  | 0 | 8669.4592 | 17688.8675 | 181.5974 | 0 | 0 | 0 | 0 | 0 |  | 0 | 0 | 2945.0277 | 43.4679
E02000396 | Hammersmith and Fulham 025 | 209.4422 | 7171.0336 | 0 |  | 0 | 5066.567 | 15751.5153 | 0 | 0 | 0 | 0 | 0 | 0 |  | 0 | 0 | 3687.8405 | 31.8864
E02000397 | Haringey 001 | 40.9805 | 965.3181 | 0 |  | 0 | 4517.6889 | 5475.1257 | 0 | 0 | 0 | 183.0266 | 0 | 0 |  | 0 | 0 | 0 | 11.1821
E02000398 | Haringey 002 | 425.4656 | 14567.4007 | 0 |  | 0 | 548.8781 | 6903.9568 | 0 | 0 | 0 | 0 | 0 | 0 |  | 0 | 0 | 3724.3256 | 26.17
E02000399 | Haringey 003 | 28.3766 | 971.5773 | 0 |  | 0 | 443.3246 | 1566.7283 | 181.5974 | 0 | 0 | 183.0266 | 0 | 0 |  | 0 | 0 | 0 | 3.3746
E02000400 | Haringey 004 | 657.0586 | 21659.1502 | 0 |  | 0 | 604.8214 | 7500.9221 | 0 | 0 | 0 | 0 | 0 | 0 |  | 0 | 0 | 0 | 30.422
E02000401 | Haringey 005 | 150.5461 | 2747.8182 | 0 |  | 0 | 604.8214 | 6903.9568 | 0 | 0 | 0 | 366.0531 | 0 | 0 |  | 0 | 0 | 31797.862 | 42.5711
E02000402 | Haringey 006 | 266.3984 | 6676.2037 | 0 |  | 0 | 604.8214 | 7227.1659 | 181.5974 | 0 | 0 | 0 | 0 | 0 |  | 0 | 0 | 3581.2358 | 18.5374
E02000403 | Haringey 007 | 383.1648 | 10574.3361 | 0 |  | 0 | 654.4316 | 6296.3945 | 363.1948 | 0 | 0 | 0 | 0 | 0 |  | 0 | 0 | 0 | 18.2715
E02000404 | Haringey 008 | 68.7375 | 2125.3689 | 0 |  | 0 | 604.8214 | 5858.3845 | 0 | 0 | 0 | 0 | 0 | 0 |  | 0 | 0 | 0 | 8.6573
E02000405 | Haringey 009 | 1186.7036 | 38885.2318 | 0 |  | 0 | 604.8214 | 6296.3945 | 363.1948 | 0 | 0 | 0 | 0 | 0 |  | 0 | 0 | 0 | 47.3363
E02000406 | Haringey 010 | 29.1586 | 998.3531 | 0 |  | 0 | 604.8214 | 5748.8819 | 0 | 0 | 0 | 0 | 0 | 0 |  | 0 | 0 | 0 | 7.3812
E02000407 | Haringey 011 | 31.0273 | 1062.3367 | 0 |  | 0 | 577.0257 | 6022.6382 | 0 | 0 | 0 | 2166.4893 | 0 | 0 |  | 0 | 0 | 0 | 9.8595
E02000408 | Haringey 012 | 41.793 | 1430.938 | 0 |  | 0 | 415.177 | 1482.4956 | 181.5974 | 0 | 0 | 0 | 0 | 0 |  | 0 | 0 | 0 | 3.552
E02000409 | Haringey 013 | 363.0859 | 12077.9511 | 0 |  | 0 | 457.3984 | 5475.1257 | 0 | 0 | 0 | 0 | 0 | 0 |  | 0 | 0 | 0 | 18.3736
E02000410 | Haringey 014 | 35.2093 | 0.96027 | 0 |  | 0 | 604.8214 | 13898.3959 | 0 | 0 | 0 | 0 | 0 | 0 |  | 0 | 0 | 0 | 14.5394
E02000411 | Haringey 015 | 542.7906 | 15802.9105 | 0 |  | 0 | 548.8781 | 6903.9568 | 0 | 0 | 0 | 0 | 0 | 0 | 189.935 | 0 | 0 | 18884.4343 | 42.8729
E02000412 | Haringey 016 | 55.118 | 1887.169 | 0 |  | 0 | 513.6936 | 14151.094 | 363.1948 | 0 | 0 | 915.1329 | 0 | 0 |  | 0 | 0 | 0 | 17.8854
E02000413 | Haringey 017 | 12.0133 | 281.6145 | 0 |  | 0 | 591.0995 | 12803.3708 | 363.1948 | 0 | 0 | 183.0266 | 0 | 0 |  | 0 | 0 | 0 | 14.2343
E02000414 | Haringey 018 | 1.2391 | 42.4239 | 0 |  | 0 | 604.8214 | 1415.1094 | 0 | 0 | 0 | 0 | 0 | 0 |  | 0 | 0 | 0 | 2.0636
E02000415 | Haringey 019 | 246.7359 | 8185.7303 | 0 |  | 0 | 4475.4676 | 7117.6634 | 181.5974 | 0 | 0 | 0 | 0 | 0 |  | 0 | 0 | 0 | 20.2072
E02000416 | Haringey 020 | 0.69661 | 23.851 | 0 |  | 0 | 534.8043 | 5858.3845 | 0 | 0 | 0 | 183.0266 | 0 | 0 |  | 0 | 0 | 0 | 6.6008
E02000417 | Haringey 021 | 186.3853 | 5135.304 | 0 |  | 0 | 4939.9029 | 17436.1694 | 181.5974 | 0 | 0 | 0 | 0 | 0 |  | 0 | 0 | 0 | 27.8794
E02000418 | Haringey 022 | 43.8018 | 1499.717 | 0 |  | 0 | 604.8214 | 7391.4196 | 0 | 0 | 0 | 0 | 0 | 0 |  | 0 | 0 | 0 | 9.5398
E02000419 | Haringey 023 | 72.0383 | 2466.4989 | 0 |  | 0 | 584.0626 | 7500.9221 | 0 | 0 | 0 | 183.0266 | 0 | 0 | 186.0321 | 0 | 0 | 0 | 10.9926
E02000420 | Haringey 024 | 31.8805 | 829.3529 | 0 |  | 0 | 604.8214 | 6624.902 | 0 | 0 | 0 | 0 | 0 | 0 |  | 0 | 0 | 0 | 8.091
E02000421 | Haringey 025 | 54.5492 | 1867.6957 | 0 |  | 0 | 506.6567 | 7336.6684 | 363.1948 | 0 | 0 | 2898.5956 | 0 | 0 | 184.4532 | 0 | 0 | 3470.0704 | 16.6819
E02000422 | Haringey 026 | 70.4031 | 2352.0934 | 0 |  | 0 | 513.6936 | 6460.6483 | 0 | 0 | 0 | 0 | 0 | 0 |  | 0 | 0 | 0 | 9.3968
E02000423 | Haringey 027 | 82.4383 | 2822.5817 | 0 |  | 0 | 604.8214 | 7281.9171 | 0 | 0 | 0 | 183.0266 | 0 | 0 |  | 0 | 0 | 0 | 10.9748
E02000424 | Haringey 028 | 57.9211 | 1983.1444 | 0 |  | 0 | 689.6161 | 6903.9568 | 0 | 0 | 0 | 0 | 0 | 0 |  | 0 | 0 | 0 | 9.6346
E02000425 | Haringey 029 | 143.6602 | 4918.7406 | 0 |  | 0 | 604.8214 | 1499.3421 | 181.5974 | 0 | 0 | 0 | 0 | 0 |  | 0 | 0 | 3753.3996 | 11.1016
E02000426 | Haringey 030 | 73.4591 | 192.6107 | 0 |  | 0 | 4433.2462 | 7117.6634 | 0 | 0 | 0 | 0 | 0 | 0 |  | 0 | 0 | 0 | 11.817
E02000427 | Haringey 031 | 1.9703 | 67.461 | 0 |  | 0 | 604.8214 | 12803.3708 | 181.5974 | 0 | 0 | 732.1063 | 0 | 0 |  | 0 | 0 | 6815.8636 | 21.2072
E02000428 | Haringey 032 | 88.0648 | 2870.5694 | 0 |  | 0 | 604.8214 | 7391.4196 | 0 | 0 | 0 | 0 | 0 | 0 | 184.1146 | 0 | 0 | 7131.6873 | 18.2707
E02000429 | Haringey 033 | 279.043 | 7714.8943 | 0 |  | 0 | 604.8214 | 6903.9568 | 0 | 0 | 0 | 183.0266 | 0 | 0 |  | 0 | 0 | 0 | 15.6857
E02000430 | Haringey 034 | 83.1594 | 2661.5794 | 0 |  | 0 | 478.5091 | 15751.5153 | 363.1948 | 0 | 0 | 183.0266 | 0 | 0 |  | 0 | 0 | 14169.8816 | 33.6909
E02000431 | Haringey 035 | 76.9641 | 2634.8037 | 0 |  | 0 | 5868.7735 | 5803.6332 | 363.1948 | 0 | 0 | 183.0266 | 0 | 0 | 193.8031 | 0 | 0 | 0 | 15.1242
E02000432 | Haringey 036 | 46.1094 | 1509.1788 | 0 |  | 0 | 604.8214 | 6405.897 | 0 | 0 | 0 | 0 | 0 | 0 | 191.4515 | 0 | 0 | 3205.5538 | 11.963
E02000433 | Harrow 001 | 1652.9863 | 56596.1435 | 0 |  | 0 | 4433.2462 | 13056.0689 | 0 | 0 | 0 | 1098.1594 | 0 | 0 |  | 0 | 0 | 0 | 76.8366
E02000434 | Harrow 002 | 79.6656 | 2727.6495 | 0 |  | 0 | 741.7719 | 6460.6483 | 0 | 0 | 0 | 732.1063 | 0 | 0 |  | 0 | 0 | 17720.3331 | 28.4622
E02000435 | Harrow 003 | 75.0168 | 1850.4011 | 0 |  | 0 | 741.7719 | 7172.4146 | 0 | 0 | 0 | 0 | 0 | 0 |  | 0 | 0 | 0 | 9.8396
E02000436 | Harrow 004 | 234.0993 | 7937.7162 | 0 |  | 0 | 741.7719 | 6909.6086 | 0 | 0 | 0 | 183.0266 | 0 | 0 |  | 0 | 0 | 0 | 16.0062
E02000437 | Harrow 005 | 138.8156 | 4752.8701 | 0 |  | 0 | 741.7719 | 7719.9272 | 0 | 0 | 0 | 366.0531 | 0 | 0 |  | 0 | 0 | 0 | 13.7194
E02000438 | Harrow 006 | 283.6539 | 9711.9482 | 0 |  | 0 | 4644.3531 | 13308.767 | 0 | 0 | 0 | 732.1063 | 0 | 0 |  | 0 | 0 | 0 | 28.6808
E02000439 | Harrow 007 | 278.8703 | 8961.5317 | 0 |  | 0 | 4939.9029 | 5748.8819 | 0 | 0 | 0 | 366.0531 | 0 | 0 |  | 0 | 0 | 21068.4066 | 41.3636
E02000440 | Harrow 008 | 239.5148 | 6686.9836 | 0 |  | 0 | 741.7719 | 1650.961 | 0 | 0 | 0 | 366.0531 | 0 | 0 |  | 0 | 0 | 0 | 9.6853
E02000441 | Harrow 009 | 1120.6711 | 37395.9907 | 0 |  | 0 | 4306.582 | 6909.6086 | 0 | 0 | 0 | 2166.4893 | 0 | 0 |  | 0 | 0 | 0 | 51.8993
E02000442 | Harrow 010 | 273.7719 | 9373.6001 | 0 |  | 0 | 741.7719 | 6909.6086 | 0 | 0 | 0 | 0 | 0 | 0 |  | 0 | 0 | 20766.2648 | 38.065
E02000443 | Harrow 011 | 26.8328 | 580.0254 | 0 |  | 0 | 682.5792 | 1347.7232 | 0 | 0 | 0 | 0 | 0 | 0 |  | 0 | 0 | 0 | 2.6372
E02000444 | Harrow 012 | 259.3297 | 8611.0127 | 0 |  | 0 | 6079.8804 | 6789.1558 | 0 | 0 | 0 | 183.0266 | 0 | 0 |  | 0 | 0 | 4565.7621 | 26.4882
E02000445 | Harrow 013 | 150.0586 | 5103.0413 | 0 |  | 0 | 562.9519 | 1482.4956 | 0 | 0 | 0 | 0 | 0 | 0 |  | 0 | 0 | 0 | 7.2985
E02000446 | Harrow 014 | 186.2961 | 6378.5408 | 0 |  | 0 | 741.7719 | 6909.6086 | 0 | 0 | 0 | 0 | 0 | 0 |  | 0 | 0 | 17577.2433 | 31.7935
E02000447 | Harrow 015 | 1291.3266 | 42934.051 | 0 |  | 0 | 741.7719 | 6909.6086 | 0 | 0 | 0 | 0 | 0 | 0 |  | 0 | 0 | 0 | 51.8768
E02000448 | Harrow 016 | 241.6375 | 8273.36 | 0 |  | 0 | 4813.2387 | 13140.3016 | 0 | 0 | 0 | 915.1329 | 0 | 0 |  | 0 | 0 | 27380.8905 | 54.7646
E02000449 | Harrow 017 | 136.6422 | 4332.1082 | 0 |  | 0 | 741.7719 | 6909.6086 | 0 | 0 | 0 | 0 | 0 | 0 |  | 0 | 0 | 9780.2739 | 21.9004
E02000450 | Harrow 018 | 267.3125 | 8839.8237 | 0 |  | 0 | 741.7719 | 1667.8075 | 0 | 0 | 0 | 183.0266 | 0 | 0 |  | 0 | 0 | 4323.4785 | 16.0232
E02000451 | Harrow 019 | 197.9961 | 4930.216 | 0 |  | 0 | 647.3947 | 6241.6432 | 0 | 0 | 0 | 183.0266 | 0 | 0 |  | 0 | 0 | 0 | 12.2003
E02000452 | Harrow 020 | 40.2086 | 1376.691 | 0 |  | 0 | 4222.1392 | 6953.4096 | 0 | 4831.5018 | 0 | 2166.4893 | 0 | 0 |  | 0 | 0 | 0 | 19.5904
E02000453 | Harrow 021 | 220.1875 | 7538.9394 | 0 |  | 0 | 4771.0173 | 6909.6086 | 0 | 0 | 0 | 366.0531 | 0 | 0 |  | 0 | 0 | 0 | 19.8058
E02000454 | Harrow 022 | 422.5813 | 14057.9659 | 0 |  | 0 | 741.7719 | 6909.6086 | 0 | 0 | 0 | 0 | 0 | 0 |  | 0 | 0 | 7632.7866 | 29.7647
E02000455 | Harrow 023 | 185.2602 | 5749.4845 | 0 |  | 0 | 5066.567 | 18025.7983 | 0 | 0 | 0 | 0 | 0 | 0 |  | 0 | 0 | 0 | 29.0271
E02000456 | Harrow 024 | 223.275 | 4188.4928 | 0 |  | 0 | 4475.4676 | 6909.6086 | 0 | 0 | 0 | 0 | 0 | 0 |  | 0 | 0 | 0 | 15.7968
E02000457 | Harrow 025 | 186.032 | 4223.2665 | 0 |  | 0 | 577.0257 | 5584.6282 | 0 | 0 | 0 | 183.0266 | 0 | 0 |  | 0 | 0 | 0 | 10.754
E02000458 | Harrow 026 | 121.8039 | 3283.3333 | 0 |  | 0 | 741.7719 | 6909.6086 | 0 | 0 | 0 | 183.0266 | 0 | 0 |  | 0 | 0 | 0 | 11.2395
E02000459 | Harrow 027 | 155.0656 | 4879.4464 | 0 |  | 0 | 4475.4676 | 14066.8613 | 0 | 0 | 0 | 366.0531 | 0 | 0 |  | 0 | 0 | 0 | 23.9429
E02000460 | Harrow 028 | 200.2711 | 5246.309 | 0 |  | 0 | 741.7719 | 6351.1458 | 0 | 0 | 0 | 183.0266 | 0 | 0 |  | 0 | 0 | 33658.0295 | 46.3806
E02000461 | Harrow 029 | 249.8756 | 8446.2333 | 0 |  | 0 | 675.5423 | 6186.892 | 0 | 0 | 0 | 0 | 0 | 0 |  | 0 | 0 | 0 | 15.5585
E02000462 | Harrow 030 | 337.218 | 8943.4493 | 0 |  | 0 | 4559.9103 | 6460.6483 | 0 | 0 | 0 | 2349.5159 | 0 | 0 |  | 0 | 0 | 0 | 22.6507
E02000463 | Harrow 031 | 32.4594 | 913.1575 | 0 |  | 0 | 741.7719 | 6909.6086 | 0 | 0 | 0 | 0 | 0 | 0 |  | 0 | 0 | 4999.022 | 13.596
E02000464 | Havering 001 | 2089.6078 | 71545.5082 | 0 |  | 0 | 715.694 | 303.2377 | 0 | 0 | 0 | 0 | 0 | 0 |  | 0 | 0 | 0 | 74.654
E02000465 | Havering 002 | 2024.1102 | 69233.0568 | 0 |  | 0 | 715.694 | 1530.4434 | 0 | 0 | 0 | 0 | 0 | 0 |  | 0 | 0 | 22045.5219 | 95.5488
E02000466 | Havering 003 | 1746.6719 | 58962.6428 | 0 |  | 0 | 715.694 | 859.1736 | 0 | 0 | 0 | 0 | 0 | 0 |  | 0 | 0 | 0 | 62.2842
E02000467 | Havering 004 | 317.9211 | 10885.213 | 0 |  | 0 | 569.9888 | 1583.5748 | 181.5974 | 0 | 0 | 549.0797 | 0 | 0 |  | 0 | 0 | 0 | 14.0874
E02000468 | Havering 005 | 1423.8148 | 46584.2469 | 0 |  | 0 | 619.2471 | 1431.9559 | 0 | 0 | 0 | 366.0531 | 0 | 0 |  | 0 | 0 | 0 | 50.4253
E02000469 | Havering 006 | 894.9891 | 29576.7752 | 0 |  | 0 | 5953.2163 | 1499.3421 | 0 | 0 | 0 | 2166.4893 | 0 | 0 |  | 0 | 0 | 0 | 40.0908
E02000470 | Havering 007 | 2082.7117 | 71110.1414 | 0 |  | 0 | 605.1733 | 14740.7229 | 0 | 0 | 0 | 0 | 0 | 0 |  | 0 | 0 | 4523.5762 | 93.0623
E02000471 | Havering 008 | 819.2133 | 28048.8186 | 0 |  | 0 | 715.694 | 1667.8075 | 0 | 0 | 0 | 0 | 0 | 0 |  | 0 | 0 | 0 | 31.2515
E02000472 | Havering 009 | 146.3109 | 4849.8887 | 0 |  | 0 | 4222.1392 | 1196.1044 | 0 | 0 | 0 | 0 | 0 | 0 |  | 0 | 0 | 9394.3305 | 19.8088
E02000473 | Havering 010 | 369.9211 | 12374.5709 | 0 |  | 0 | 4264.3606 | 1499.3421 | 181.5974 | 0 | 0 | 183.0266 | 0 | 0 |  | 0 | 0 | 5412.3293 | 24.2851
E02000474 | Havering 011 | 429.1117 | 11918.6876 | 0 |  | 0 | 715.694 | 1533.0352 | 0 | 0 | 0 | 0 | 0 | 0 |  | 0 | 0 | 20046.8252 | 34.6434
E02000475 | Havering 012 | 1330.1742 | 45500.3505 | 0 |  | 0 | 4306.582 | 1549.8817 | 0 | 0 | 0 | 0 | 0 | 0 |  | 0 | 0 | 0 | 52.687
E02000476 | Havering 013 | 111.5461 | 3819.1961 | 0 |  | 0 | 4475.4676 | 7719.9272 | 363.1948 | 0 | 0 | 3264.6488 | 0 | 0 |  | 0 | 0 | 4495.6424 | 24.2496
E02000477 | Havering 014 | 167.832 | 4363.4046 | 0 |  | 0 | 4855.4601 | 1347.7232 | 0 | 0 | 0 | 0 | 0 | 0 |  | 0 | 0 | 10242.6079 | 20.977
E02000478 | Havering 015 | 172.1484 | 5894.1431 | 0 |  | 0 | 715.694 | 1530.4434 | 0 | 0 | 0 | 0 | 0 | 0 |  | 0 | 0 | 3218.0955 | 11.5305
E02000479 | Havering 016 | 117.6297 | 3418.9507 | 0 |  | 0 | 4559.9103 | 13729.9305 | 0 | 0 | 0 | 2166.4893 | 0 | 0 |  | 0 | 0 | 4557.2109 | 28.5501
E02000480 | Havering 017 | 1403.025 | 46129.4068 | 0 |  | 0 | 715.694 | 5639.3794 | 0 | 0 | 0 | 366.0531 | 0 | 0 |  | 0 | 0 | 5591.9041 | 59.8455
E02000481 | Havering 018 | 3517.0688 | 114783.4814 | 0 |  | 0 | 715.694 | 1027.639 | 181.5974 | 0 | 0 | 0 | 0 | 0 |  | 0 | 0 | 4597.6865 | 124.8232
E02000482 | Havering 019 | 55.2314 | 1891.0532 | 0 |  | 0 | 668.5054 | 1364.5698 | 0 | 0 | 0 | 549.0797 | 0 | 0 |  | 0 | 0 | 3698.672 | 8.2271
E02000483 | Havering 020 | 238.9867 | 6627.8683 | 0 |  | 0 | 682.5792 | 6734.4046 | 181.5974 | 0 | 0 | 183.0266 | 0 | 0 |  | 0 | 0 | 4343.4313 | 18.9919
E02000484 | Havering 021 | 717.8336 | 24137.4722 | 0 |  | 0 | 715.694 | 1196.1044 | 0 | 0 | 0 | 0 | 0 | 0 |  | 0 | 0 | 4780.1117 | 31.5472
E02000485 | Havering 022 | 503.2625 | 15731.2766 | 0 |  | 0 | 4306.582 | 1448.8025 | 181.5974 | 0 | 0 | 0 | 0 | 0 |  | 0 | 0 | 4475.6896 | 26.6472
E02000486 | Havering 023 | 83.2508 | 2850.4006 | 0 |  | 0 | 541.8412 | 1263.4905 | 0 | 0 | 0 | 0 | 0 | 0 |  | 0 | 0 | 4268.7509 | 9.0077
E02000487 | Havering 024 | 4002.3445 | 136668.313 | 0 |  | 0 | 5066.567 | 842.327 | 181.5974 | 0 | 712.8802 | 0 | 0 | 0 |  | 0 | 0 | 4683.7684 | 152.1578
E02000488 | Havering 025 | 587.8031 | 20125.6298 | 0 |  | 0 | 715.694 | 1530.4434 | 0 | 0 | 0 | 2166.4893 | 0 | 0 |  | 0 | 0 | 4458.0171 | 29.5841
E02000489 | Havering 026 | 2131.5531 | 71012.4273 | 0 |  | 0 | 6122.1018 | 1634.1144 | 0 | 0 | 0 | 0 | 0 | 0 |  | 0 | 0 | 4415.2612 | 85.3155
E02000490 | Havering 027 | 1011.3695 | 34282.0053 | 0 |  | 0 | 715.694 | 1179.2578 | 0 | 0 | 0 | 0 | 0 | 0 |  | 0 | 0 | 4398.7289 | 41.5871
E02000491 | Havering 028 | 2363.5422 | 80924.672 | 0 |  | 0 | 457.3984 | 960.2528 | 0 | 0 | 0 | 2166.4893 | 0 | 475119.6816 |  | 0 | 0 | 8482.2042 | 570.4742
E02000492 | Havering 029 | 3241.4891 | 110984.4541 | 0 |  | 0 | 715.694 | 1530.4434 | 0 | 0 | 0 | 183.0266 | 0 | 0 |  | 0 | 0 | 3592.6373 | 120.2477
E02000493 | Havering 030 | 413.7555 | 13390.3108 | 0 |  | 0 | 715.694 | 7227.1659 | 0 | 0 | 0 | 0 | 0 | 0 |  | 0 | 0 | 0 | 21.7469
E02000494 | Hillingdon 001 | 1812.9008 | 62060.6323 | 0 |  | 0 | 918.8708 | 7311.5741 | 181.5974 | 0 | 0 | 0 | 0 | 0 |  | 0 | 0 | 0 | 72.2856
E02000495 | Hillingdon 002 | 1231.7703 | 40135.8109 | 0 |  | 0 | 4728.7959 | 6132.1407 | 544.7922 | 0 | 0 | 915.1329 | 0 | 0 |  | 0 | 0 | 0 | 53.6884
E02000496 | Hillingdon 003 | 310.0091 | 6362.5372 | 0 |  | 0 | 5868.7735 | 5475.1257 | 0 | 0 | 0 | 0 | 0 | 0 |  | 0 | 0 | 4310.9368 | 22.3274
E02000497 | Hillingdon 004 | 708.3883 | 23181.5431 | 0 |  | 0 | 918.8708 | 1212.9509 | 181.5974 | 0 | 0 | 0 | 0 | 0 |  | 0 | 0 | 0 | 26.2034
E02000498 | Hillingdon 005 | 1198.3969 | 40645.5935 | 0 |  | 0 | 5404.3382 | 7311.5741 | 0 | 0 | 712.8802 | 0 | 0 | 0 |  | 0 | 0 | 17401.0889 | 72.6739
E02000499 | Hillingdon 006 | 215.7594 | 7111.9183 | 0 |  | 0 | 918.8708 | 7008.1608 | 0 | 0 | 0 | 0 | 0 | 0 |  | 0 | 0 | 4310.3667 | 19.5651
E02000500 | Hillingdon 007 | 612.7875 | 20794.3282 | 0 |  | 0 | 4982.1243 | 7884.1809 | 726.3895 | 0 | 0 | 732.1063 | 0 | 0 |  | 0 | 0 | 0 | 35.7319
E02000501 | Hillingdon 008 | 245.568 | 7215.8916 | 0 |  | 0 | 4306.582 | 6351.1458 | 0 | 0 | 0 | 0 | 0 | 0 |  | 0 | 0 | 4632.4613 | 22.7516
E02000502 | Hillingdon 009 | 820.7672 | 26902.3295 | 0 |  | 0 | 918.8708 | 7311.5741 | 181.5974 | 0 | 0 | 183.0266 | 0 | 0 |  | 0 | 0 | 4213.4533 | 40.5316
E02000503 | Hillingdon 010 | 332.8711 | 11397.082 | 0 |  | 0 | 918.8708 | 16678.0751 | 0 | 0 | 0 | 0 | 0 | 0 |  | 0 | 0 | 4869.044 | 34.1959
E02000504 | Hillingdon 011 | 741.5789 | 24786.0018 | 0 |  | 0 | 5024.3456 | 7311.5741 | 181.5974 | 0 | 0 | 0 | 0 | 0 |  | 0 | 0 | 8261.0136 | 46.3061
E02000505 | Hillingdon 012 | 718.057 | 24124.9537 | 0 |  | 0 | 918.8708 | 17604.6348 | 363.1948 | 0 | 0 | 366.0531 | 0 | 0 |  | 0 | 0 | 10247.1686 | 54.3429
E02000506 | Hillingdon 013 | 2332.8602 | 79874.1584 | 0 |  | 0 | 6164.3232 | 16762.3078 | 0 | 0 | 0 | 0 | 0 | 0 |  | 0 | 0 | 0 | 105.1336
E02000507 | Hillingdon 014 | 2015.5687 | 68035.1026 | 0 |  | 0 | 918.8708 | 7311.5741 | 0 | 0 | 0 | 0 | 0 | 0 |  | 0 | 0 | 4501.3431 | 82.7825
E02000508 | Hillingdon 015 | 977.7016 | 32212.2744 | 0 |  | 0 | 5742.1093 | 14993.421 | 363.1948 | 0 | 0 | 183.0266 | 0 | 0 |  | 0 | 0 | 0 | 54.4717
E02000509 | Hillingdon 016 | 407.0219 | 13627.8152 | 0 |  | 0 | 6037.6591 | 13308.767 | 181.5974 | 0 | 0 | 366.0531 | 0 | 0 |  | 0 | 0 | 4752.7479 | 38.6817
E02000510 | Hillingdon 017 | 785.4539 | 26674.214 | 0 |  | 0 | 4602.1317 | 1583.5748 | 0 | 7789.7311 | 0 | 0 | 0 | 0 |  | 0 | 0 | 0 | 41.4351
E02000511 | Hillingdon 018 | 1095.5344 | 35206.6382 | 0 |  | 0 | 5742.1093 | 5529.8769 | 0 | 0 | 0 | 0 | 0 | 0 |  | 0 | 0 | 9832.7212 | 57.4069
E02000512 | Hillingdon 019 | 160.7023 | 5502.2434 | 0 |  | 0 | 4982.1243 | 7311.5741 | 0 | 0 | 0 | 0 | 0 | 0 |  | 0 | 0 | 0 | 17.9566
E02000513 | Hillingdon 020 | 593.5008 | 19384.6022 | 0 |  | 0 | 918.8708 | 13645.6978 | 0 | 0 | 0 | 2166.4893 | 0 | 0 |  | 0 | 0 | 5065.7213 | 41.7749
E02000514 | Hillingdon 021 | 300.4016 | 9991.1811 | 0 |  | 0 | 918.8708 | 5967.887 | 0 | 0 | 0 | 1464.2126 | 0 | 0 |  | 0 | 0 | 5814.2349 | 24.4568
E02000515 | Hillingdon 022 | 1230.5211 | 41712.103 | 0 |  | 0 | 4855.4601 | 6351.1458 | 181.5974 | 0 | 1271.5575 | 183.0266 | 1700.9938 | 0 |  | 0 | 0 | 19278.9289 | 76.7653
E02000516 | Hillingdon 023 | 849.3367 | 29076.0339 | 0 |  | 0 | 918.8708 | 14403.7921 | 0 | 0 | 0 | 0 | 0 | 0 |  | 0 | 0 | 4902.6787 | 50.1507
E02000517 | Hillingdon 024 | 723.2164 | 22230.8299 | 0 |  | 0 | 450.3615 | 1650.961 | 181.5974 | 0 | 0 | 0 | 0 | 0 |  | 0 | 0 | 0 | 25.237
E02000518 | Hillingdon 025 | 1390.2484 | 47600.3346 | 0 |  | 0 | 918.8708 | 7311.5741 | 0 | 0 | 0 | 366.0531 | 0 | 0 |  | 0 | 0 | 0 | 57.5871
E02000519 | Hillingdon 026 | 439.9688 | 14282.9518 | 0 |  | 0 | 918.8708 | 15414.5845 | 0 | 0 | 0 | 183.0266 | 63590.9982 | 0 |  | 0 | 0 | 12086.2432 | 106.9166
E02000520 | Hillingdon 027 | 2557.3438 | 87306.6902 | 0 |  | 0 | 9176.1159 | 1516.1886 | 181.5974 | 0 | 454.8673 | 0 | 0 | 0 |  | 0 | 0 | 19245.8643 | 120.4387
E02000521 | Hillingdon 028 | 1086.0789 | 35626.3568 | 0 |  | 0 | 918.8708 | 7311.5741 | 363.1948 | 0 | 0 | 0 | 0 | 0 |  | 0 | 0 | 0 | 45.3061
E02000522 | Hillingdon 029 | 545.2789 | 18170.9998 | 0 |  | 0 | 5826.5521 | 1650.961 | 0 | 0 | 0 | 0 | 0 | 0 |  | 0 | 0 | 4702.581 | 30.8964
E02000523 | Hillingdon 030 | 290.3875 | 9894.1624 | 0 |  | 0 | 4559.9103 | 1381.4163 | 0 | 2055.764 | 0 | 183.0266 | 0 | 0 |  | 0 | 0 | 5243.0158 | 23.6077
E02000524 | Hillingdon 031 | 5077.5664 | 173416.8172 | 0 |  | 14002.8094 | 25319.5105 | 14066.8613 | 181.5974 | 0 | 0 | 183.0266 | 0 | 0 |  | 0 | 0 | 8359.0672 | 240.6073
E02000525 | Hillingdon 032 | 2047.2867 | 68815.7723 | 0 |  | 0 | 6248.766 | 6570.1508 | 0 | 0 | 0 | 0 | 0 | 0 |  | 0 | 0 | 4857.6425 | 88.5396
E02000526 | Hounslow 001 | 12.1722 | 416.7608 | 0 |  | 0 | 9063.5255 | 17099.2386 | 181.5974 | 0 | 0 | 183.0266 | 0 | 0 |  | 0 | 0 | 4313.7872 | 31.2701
E02000527 | Hounslow 002 | 80.1545 | 2632.4154 | 0 |  | 0 | 10245.7245 | 20637.0121 | 0 | 0 | 0 | 732.1063 | 0 | 0 |  | 0 | 0 | 3955.2075 | 38.2826
E02000528 | Hounslow 003 | 1306.0352 | 44716.9794 | 0 | 34348.0936 | 0 | 5910.9949 | 5694.1307 | 181.5974 | 0 | 0 | 0 | 0 | 0 |  | 0 | 0 | 5049.189 | 97.207
E02000529 | Hounslow 004 | 293.9523 | 7617.5279 | 0 |  | 0 | 5319.8954 | 6132.1407 | 0 | 0 | 0 | 0 | 0 | 0 |  | 0 | 0 | 0 | 19.3635
E02000530 | Hounslow 005 | 1191.7242 | 40803.1183 | 0 |  | 0 | 953.3322 | 16846.5405 | 181.5974 | 0 | 0 | 2166.4893 | 0 | 0 |  | 0 | 0 | 3737.4374 | 65.8802
E02000531 | Hounslow 006 | 1237.8296 | 40241.0373 | 0 |  | 7748.2212 | 6164.3232 | 6132.1407 | 0 | 0 | 0 | 366.0531 | 0 | 0 |  | 0 | 0 | 5058.8803 | 66.9485
E02000532 | Hounslow 007 | 608.6101 | 14901.1177 | 51696.8533 |  | 0 | 8782.0495 | 1499.3421 | 363.1948 | 0 | 0 | 0 | 0 | 0 |  | 0 | 1208.2784 | 4739.0661 | 83.7985
E02000533 | Hounslow 008 | 268.1656 | 8914.2394 | 0 |  | 0 | 10583.4956 | 6296.3945 | 0 | 0 | 0 | 0 | 0 | 0 |  | 0 | 0 | 4346.2817 | 30.4086
E02000534 | Hounslow 009 | 14.818 | 305.3131 | 0 |  | 0 | 6206.5446 | 7052.9573 | 181.5974 | 0 | 0 | 2166.4893 | 0 | 0 |  | 0 | 0 | 4028.1776 | 19.9559
E02000535 | Hounslow 010 | 106.2344 | 3637.3296 | 0 |  | 0 | 953.3322 | 1600.4213 | 0 | 0 | 0 | 0 | 0 | 0 |  | 0 | 0 | 10057.3323 | 16.3546
E02000536 | Hounslow 011 | 540.8609 | 17333.9967 | 0 |  | 0 | 953.3322 | 6296.3945 | 181.5974 | 0 | 0 | 0 | 0 | 0 |  | 0 | 0 | 0 | 25.3062
E02000537 | Hounslow 012 | 465.0014 | 15623.3906 | 0 |  | 0 | 5995.4377 | 6789.1558 | 0 | 0 | 0 | 0 | 0 | 0 |  | 0 | 0 | 0 | 28.873
E02000538 | Hounslow 013 | 1029.5695 | 33711.3688 | 0 |  | 0 | 4855.4601 | 7052.9573 | 0 | 0 | 0 | 183.0266 | 0 | 0 |  | 0 | 0 | 4645.003 | 51.4774
E02000539 | Hounslow 014 | 128.7671 | 4408.8217 | 0 |  | 0 | 5235.4526 | 7172.4146 | 181.5974 | 0 | 0 | 183.0266 | 0 | 0 |  | 0 | 0 | 5459.0757 | 22.7692
E02000540 | Hounslow 015 | 315.0672 | 8344.9939 | 0 |  | 0 | 4433.2462 | 6186.892 | 0 | 0 | 0 | 0 | 0 | 0 |  | 0 | 0 | 11206.6114 | 30.4868
E02000541 | Hounslow 016 | 74.9734 | 2566.9949 | 0 |  | 0 | 5362.1168 | 6022.6382 | 0 | 0 | 0 | 366.0531 | 0 | 0 |  | 0 | 0 | 0 | 14.3928
E02000542 | Hounslow 017 | 72.6477 | 2487.3632 | 0 |  | 0 | 5319.8954 | 7052.9573 | 0 | 0 | 0 | 0 | 0 | 0 |  | 0 | 0 | 20795.3388 | 35.7282
E02000543 | Hounslow 018 | 110.0836 | 3687.7515 | 0 |  | 0 | 4602.1317 | 7719.9272 | 181.5974 | 0 | 0 | 0 | 0 | 0 |  | 0 | 0 | 6692.1564 | 22.9936
E02000544 | Hounslow 019 | 218.4609 | 5127.0351 | 0 |  | 114295.5444 | 5235.4526 | 5639.3794 | 0 | 0 | 0 | 0 | 0 | 2666945.3828 |  | 0 | 0 | 4495.6424 | 2801.9569
E02000545 | Hounslow 020 | 87.7349 | 86.069 | 0 | 31346.8039 | 0 | 5868.7735 | 17857.3329 | 181.5974 | 0 | 0 | 2166.4893 | 0 | 0 |  | 0 | 0 | 4237.3966 | 61.8322
E02000546 | Hounslow 021 | 2020.8703 | 69153.425 | 0 |  | 0 | 953.3322 | 7052.9573 | 0 | 0 | 0 | 0 | 0 | 0 |  | 0 | 0 | 0 | 79.1806
E02000547 | Hounslow 022 | 922.2281 | 28515.134 | 0 |  | 0 | 8669.4592 | 7052.9573 | 0 | 0 | 0 | 2166.4893 | 0 | 0 |  | 0 | 0 | 0 | 47.3263
E02000548 | Hounslow 023 | 1363.9844 | 46701.0865 | 0 |  | 0 | 6248.766 | 1381.4163 | 0 | 0 | 0 | 0 | 0 | 0 |  | 0 | 0 | 0 | 55.6953
E02000549 | Hounslow 024 | 1085.4188 | 36917.8522 | 0 |  | 0 | 569.9888 | 6898.6583 | 0 | 0 | 712.8802 | 732.1063 | 0 | 0 |  | 0 | 0 | 5656.8931 | 52.5738
E02000550 | Hounslow 025 | 74.0594 | 2535.6986 | 0 |  | 0 | 953.3322 | 6515.3995 | 0 | 0 | 0 | 4332.9787 | 0 | 0 |  | 0 | 0 | 0 | 14.4115
E02000551 | Hounslow 026 | 1202.1547 | 41078.8738 | 0 |  | 0 | 953.3322 | 5748.8819 | 363.1948 | 0 | 0 | 0 | 0 | 0 |  | 0 | 0 | 4312.647 | 53.6591
E02000552 | Hounslow 027 | 2055.0156 | 68545.5806 | 0 |  | 0 | 953.3322 | 7052.9573 | 0 | 0 | 635.7787 | 0 | 0 | 0 |  | 0 | 0 | 18759.587 | 98.0023
E02000553 | Hounslow 028 | 741.6398 | 22223.5275 | 0 |  | 0 | 4433.2462 | 1314.0302 | 0 | 0 | 0 | 183.0266 | 0 | 0 |  | 0 | 0 | 3426.1743 | 32.3216
E02000554 | Islington 001 | 117.4062 | 4019.8404 | 0 |  | 0 | 527.7674 | 1448.8025 | 363.1948 | 0 | 0 | 0 | 0 | 0 |  | 0 | 0 | 0 | 6.477
E02000555 | Islington 002 | 48.618 | 1664.2695 | 66000.4355 |  | 0 | 661.4685 | 5475.1257 | 0 | 0 | 0 | 183.0266 | 0 | 0 |  | 0 | 1975.9582 | 0 | 76.0089
E02000556 | Islington 003 | 51.482 | 1762.6791 | 0 |  | 0 | 4517.6889 | 6570.1508 | 181.5974 | 0 | 0 | 366.0531 | 0 | 0 |  | 0 | 0 | 10824.6585 | 24.2743
E02000557 | Islington 004 | 101.3898 | 3471.459 | 0 |  | 0 | 4348.8034 | 1667.8075 | 907.9869 | 0 | 0 | 0 | 0 | 0 |  | 0 | 0 | 9118.4123 | 19.6159
E02000558 | Islington 005 | 26.4164 | 904.4641 | 0 |  | 0 | 4602.1317 | 8048.4347 | 0 | 0 | 0 | 183.0266 | 0 | 0 | 189.4753 | 0 | 0 | 4785.2424 | 18.7392
E02000559 | Islington 006 | 79.0766 | 2629.5876 | 0 |  | 0 | 4728.7959 | 5858.3845 | 0 | 0 | 0 | 0 | 0 | 0 |  | 0 | 0 | 4401.5793 | 17.6974
E02000560 | Islington 007 | 28.5188 | 976.4457 | 313500.089 |  | 0 | 4475.4676 | 6132.1407 | 544.7922 | 0 | 0 | 1098.1594 | 0 | 0 |  | 0 | 3711.9604 | 4080.0548 | 334.5476
E02000561 | Islington 008 | 63.4766 | 2173.3566 | 0 |  | 0 | 4813.2387 | 1549.8817 | 363.1948 | 0 | 0 | 0 | 0 | 0 |  | 0 | 0 | 3466.0798 | 12.4292
E02000562 | Islington 009 | 148.5859 | 5087.3931 | 0 |  | 0 | 675.5423 | 7719.9272 | 0 | 0 | 0 | 0 | 0 | 0 |  | 0 | 0 | 4422.6723 | 18.0541
E02000563 | Islington 010 | 48.4961 | 1660.4444 | 0 |  | 0 | 4644.3531 | 5858.3845 | 0 | 0 | 0 | 0 | 0 | 0 |  | 0 | 0 | 4976.789 | 17.1885
E02000564 | Islington 011 | 53.3914 | 1828.0537 | 0 |  | 0 | 4771.0173 | 7117.6634 | 0 | 0 | 0 | 183.0266 | 0 | 0 | 181.3854 | 0 | 0 | 4685.4786 | 18.82
E02000565 | Islington 012 | 33.3023 | 1140.2298 | 0 |  | 0 | 4306.582 | 5584.6282 | 0 | 0 | 0 | 0 | 0 | 0 |  | 0 | 0 | 8107.0923 | 19.1718
E02000566 | Islington 013 | 133.8695 | 4082.0853 | 0 |  | 0 | 5953.2163 | 7008.1608 | 0 | 0 | 0 | 366.0531 | 0 | 0 |  | 0 | 0 | 4353.6927 | 21.8971
E02000567 | Islington 014 | 69.4992 | 2379.5647 | 73123.0855 |  | 0 | 4855.4601 | 6351.1458 | 0 | 0 | 0 | 0 | 0 | 0 |  | 0 | 1996.9442 | 5275.5103 | 94.0512
E02000568 | Islington 015 | 237.2602 | 8123.4853 | 0 |  | 0 | 4813.2387 | 5639.3794 | 0 | 0 | 0 | 0 | 0 | 0 |  | 0 | 0 | 5000.1622 | 23.8135
E02000569 | Islington 016 | 82.2656 | 2816.6701 | 0 |  | 0 | 5826.5521 | 14488.0248 | 181.5974 | 0 | 0 | 366.0531 | 0 | 0 |  | 0 | 0 | 5553.1388 | 29.3143
E02000570 | Islington 017 | 85.3734 | 2923.0777 | 97982.7515 |  | 0 | 4517.6889 | 7281.9171 | 181.5974 | 0 | 0 | 0 | 0 | 0 | 185.7174 | 0 | 1031.8954 | 4522.4361 | 118.7125
E02000571 | Islington 018 | 68.7883 | 2355.2231 | 0 |  | 0 | 5108.7884 | 6789.1558 | 0 | 0 | 0 | 0 | 0 | 0 |  | 0 | 0 | 4554.3605 | 18.8763
E02000572 | Islington 019 | 101.268 | 3467.2862 | 0 |  | 0 | 5151.0098 | 1667.8075 | 0 | 0 | 0 | 0 | 0 | 0 |  | 0 | 0 | 5053.1795 | 15.4406
E02000573 | Islington 020 | 56.6922 | 1941.0682 | 296490.4654 |  | 0 | 8556.8688 | 19541.987 | 181.5974 | 0 | 0 | 732.1063 | 0 | 0 |  | 33599.0383 | 7172.5237 | 4631.3211 | 372.9037
E02000574 | Islington 021 | 61.0289 | 2089.552 | 0 |  | 0 | 5573.2237 | 7555.6734 | 0 | 0 | 0 | 0 | 0 | 0 | 189.0986 | 0 | 0 | 4767.57 | 20.2361
E02000575 | Islington 022 | 102.0906 | 3495.4529 | 0 |  | 0 | 8950.9351 | 16509.6097 | 544.7922 | 0 | 0 | 366.0531 | 102801.0856 | 0 |  | 0 | 0 | 6364.3611 | 139.1344
E02000576 | Islington 023 | 38.3472 | 1312.96 | 0 |  | 0 | 10921.2667 | 13982.6286 | 544.7922 | 0 | 0 | 1098.1594 | 34325.1822 | 0 | 184.1484 | 0 | 0 | 5518.934 | 67.9264
E02000577 | Kensington and Chelsea 001 | 93.925 | 3215.5246 | 0 |  | 0 | 6248.766 | 14656.4902 | 0 | 0 | 0 | 183.0266 | 0 | 0 |  | 0 | 0 | 4683.7684 | 29.0815
E02000578 | Kensington and Chelsea 002 | 67.5898 | 2274.5481 | 0 |  | 0 | 5446.5596 | 6624.902 | 0 | 0 | 0 | 0 | 0 | 0 |  | 0 | 0 | 3808.6973 | 18.2223
E02000579 | Kensington and Chelsea 003 | 69.9461 | 2394.8651 | 0 |  | 0 | 5277.674 | 7719.9272 | 363.1948 | 0 | 0 | 0 | 0 | 0 |  | 0 | 0 | 4444.9053 | 20.2705
E02000580 | Kensington and Chelsea 004 | 17.6719 | 605.0625 | 0 |  | 0 | 5910.9949 | 27207.1629 | 181.5974 | 0 | 0 | 366.0531 | 0 | 0 |  | 0 | 0 | 4646.1432 | 38.9347
E02000581 | Kensington and Chelsea 005 | 73.6328 | 2521.0937 | 0 |  | 0 | 5066.567 | 7610.4247 | 363.1948 | 0 | 0 | 0 | 0 | 0 |  | 0 | 0 | 4670.6566 | 20.3056
E02000582 | Kensington and Chelsea 006 | 0 | 0 | 46812.9016 |  | 0 | 10020.5437 | 33019.2193 | 544.7922 | 0 | 0 | 549.0797 | 0 | 0 |  | 0 | 1386.0032 | 4696.8802 | 97.0294
E02000583 | Kensington and Chelsea 007 | 99.9385 | 3421.7668 | 0 |  | 0 | 10358.3148 | 22405.8988 | 181.5974 | 0 | 0 | 183.0266 | 0 | 0 |  | 0 | 0 | 4338.8707 | 40.9894
E02000584 | Kensington and Chelsea 008 | 1.5031 | 51.4651 | 0 |  | 0 | 11033.8571 | 34114.2445 | 363.1948 | 0 | 0 | 0 | 0 | 0 |  | 0 | 0 | 4746.4771 | 50.3107
E02000585 | Kensington and Chelsea 009 | 5.6773 | 194.385 | 0 |  | 0 | 9851.6581 | 18868.1253 | 181.5974 | 0 | 0 | 0 | 0 | 0 |  | 0 | 0 | 5101.6362 | 34.2031
E02000586 | Kensington and Chelsea 010 | 14.3705 | 492.0286 | 0 |  | 0 | 22671.0261 | 23753.6221 | 0 | 0 | 0 | 0 | 0 | 0 |  | 0 | 0 | 9946.737 | 56.8778
E02000587 | Kensington and Chelsea 011 | 48.9912 | 1677.3957 | 0 |  | 0 | 10302.0196 | 39083.9739 | 363.1948 | 0 | 0 | 1098.1594 | 0 | 0 |  | 0 | 0 | 4625.0503 | 57.1988
E02000588 | Kensington and Chelsea 012 | 61.0852 | 2091.478 | 0 |  | 0 | 27862.0555 | 46243.7536 | 181.5974 | 0 | 0 | 549.0797 | 0 | 0 |  | 0 | 0 | 4753.318 | 81.7424
E02000589 | Kensington and Chelsea 013 | 31.2812 | 1071.0301 | 154035.264 |  | 0 | 612.2102 | 19794.6851 | 181.5974 | 0 | 0 | 549.0797 | 0 | 0 | 190.2084 | 0 | 4043.1939 | 0 | 180.5085
E02000590 | Kensington and Chelsea 014 | 30.4992 | 1044.2544 | 0 |  | 0 | 24683.8742 | 40600.1626 | 544.7922 | 0 | 0 | 183.0266 | 0 | 0 | 544.8526 | 0 | 0 | 4866.1937 | 72.4977
E02000591 | Kensington and Chelsea 015 | 31.0984 | 1064.7709 | 0 |  | 0 | 4939.9029 | 19710.4524 | 0 | 0 | 0 | 2898.5956 | 0 | 0 |  | 0 | 0 | 3936.3949 | 32.5812
E02000592 | Kensington and Chelsea 016 | 89.0805 | 3050.0017 | 0 |  | 0 | 23306.6624 | 25269.8107 | 181.5974 | 0 | 0 | 366.0531 | 0 | 0 |  | 0 | 0 | 4395.8785 | 56.6591
E02000593 | Kensington and Chelsea 017 | 0.14219 | 4.8683 | 0 |  | 0 | 1244.42 | 21647.8045 | 363.1948 | 0 | 0 | 0 | 0 | 0 |  | 0 | 0 | 4348.562 | 27.609
E02000594 | Kensington and Chelsea 018 | 0 | 0 | 0 |  | 0 | 26484.8436 | 47759.9423 | 0 | 0 | 0 | 183.0266 | 0 | 0 |  | 0 | 0 | 4722.5338 | 79.1503
E02000595 | Kensington and Chelsea 019 | 13.3405 | 456.7603 | 0 |  | 0 | 23836.3592 | 29397.2131 | 0 | 0 | 0 | 549.0797 | 0 | 0 |  | 0 | 0 | 4619.3495 | 58.8721
E02000596 | Kensington and Chelsea 020 | 0 | 0 | 0 |  | 0 | 1244.42 | 23163.9932 | 181.5974 | 0 | 0 | 732.1063 | 0 | 0 |  | 0 | 0 | 4299.5352 | 29.6217
E02000597 | Kensington and Chelsea 021 | 1.437 | 49.2004 | 0 |  | 0 | 9739.0678 | 16762.3078 | 0 | 0 | 0 | 366.0531 | 0 | 0 |  | 0 | 0 | 4973.3685 | 31.8914
E02000598 | Kingston upon Thames 001 | 47.4902 | 94.2234 | 0 |  | 0 | 5910.9949 | 6752.655 | 363.1948 | 0 | 0 | 183.0266 | 0 | 0 |  | 0 | 0 | 0 | 13.3516
E02000599 | Kingston upon Thames 002 | 24.6673 | 126.8486 | 0 |  | 0 | 883.6334 | 6752.655 | 0 | 0 | 0 | 0 | 0 | 0 |  | 0 | 0 | 0 | 7.7878
E02000600 | Kingston upon Thames 003 | 275.6 | 9374.2955 | 0 |  | 1306.9289 | 5066.567 | 6022.6382 | 0 | 0 | 0 | 0 | 0 | 0 |  | 0 | 0 | 0 | 22.046
E02000601 | Kingston upon Thames 004 | 119.925 | 4106.0791 | 0 |  | 0 | 8556.8688 | 7829.4297 | 181.5974 | 0 | 0 | 0 | 0 | 0 |  | 0 | 0 | 0 | 20.7939
E02000602 | Kingston upon Thames 005 | 173.4383 | 5938.3057 | 0 |  | 0 | 5868.7735 | 6953.4096 | 726.3895 | 0 | 712.8802 | 2166.4893 | 0 | 0 |  | 0 | 0 | 0 | 22.5397
E02000603 | Kingston upon Thames 006 | 372.6633 | 11766.3787 | 0 |  | 0 | 520.7305 | 12887.6035 | 0 | 0 | 0 | 0 | 0 | 0 |  | 0 | 0 | 5018.9748 | 30.5664
E02000604 | Kingston upon Thames 007 | 518.4664 | 15011.8087 | 0 |  | 0 | 5995.4377 | 7391.4196 | 544.7922 | 0 | 0 | 915.1329 | 0 | 0 |  | 0 | 0 | 0 | 30.3771
E02000605 | Kingston upon Thames 008 | 414.832 | 12262.9473 | 0 |  | 0 | 4475.4676 | 6296.3945 | 0 | 7789.7311 | 0 | 0 | 0 | 0 |  | 0 | 0 | 4886.7165 | 36.1261
E02000606 | Kingston upon Thames 009 | 163.6172 | 5602.044 | 0 | 23343.3646 | 0 | 5362.1168 | 19963.1505 | 363.1948 | 0 | 0 | 915.1329 | 0 | 0 |  | 0 | 0 | 9565.3542 | 65.278
E02000607 | Kingston upon Thames 010 | 272.1164 | 7834.1681 | 0 |  | 18042.0813 | 5193.2312 | 6752.655 | 0 | 0 | 0 | 0 | 0 | 340651.8472 |  | 0 | 0 | 9116.7021 | 387.8628
E02000608 | Kingston upon Thames 011 | 161.9312 | 5544.3196 | 0 |  | 0 | 8782.0495 | 12634.9054 | 0 | 0 | 0 | 1098.1594 | 0 | 0 |  | 0 | 0 | 0 | 28.2214
E02000609 | Kingston upon Thames 012 | 245.2023 | 7574.0608 | 0 |  | 0 | 883.6334 | 1415.1094 | 181.5974 | 0 | 0 | 0 | 0 | 0 |  | 0 | 0 | 4505.9038 | 14.8055
E02000610 | Kingston upon Thames 013 | 279.3578 | 9564.8554 | 0 |  | 0 | 4855.4601 | 5858.3845 | 0 | 0 | 0 | 0 | 0 | 0 |  | 0 | 0 | 0 | 20.5581
E02000611 | Kingston upon Thames 014 | 532.6141 | 13304.072 | 0 |  | 0 | 883.6334 | 1431.9559 | 0 | 0 | 0 | 183.0266 | 0 | 0 |  | 0 | 0 | 9602.4093 | 25.9377
E02000612 | Kingston upon Thames 015 | 647.9281 | 21704.0083 | 0 |  | 0 | 883.6334 | 6752.655 | 0 | 0 | 0 | 366.0531 | 0 | 0 |  | 0 | 0 | 4976.789 | 35.3311
E02000613 | Kingston upon Thames 016 | 168.9695 | 5785.3014 | 0 |  | 0 | 883.6334 | 1448.8025 | 0 | 0 | 0 | 0 | 0 | 0 |  | 0 | 0 | 0 | 8.2867
E02000614 | Kingston upon Thames 017 | 1618.1648 | 53364.0763 | 0 |  | 0 | 5066.567 | 5967.887 | 0 | 0 | 0 | 0 | 0 | 0 |  | 0 | 0 | 5496.1309 | 71.5128
E02000615 | Kingston upon Thames 018 | 436.0688 | 13137.8537 | 0 |  | 0 | 4433.2462 | 5967.887 | 181.5974 | 0 | 0 | 366.0531 | 0 | 0 |  | 0 | 0 | 9503.7857 | 34.0265
E02000616 | Kingston upon Thames 019 | 225.9359 | 6772.1792 | 0 |  | 0 | 883.6334 | 6752.655 | 0 | 0 | 0 | 0 | 0 | 0 |  | 0 | 0 | 3763.0909 | 18.3975
E02000617 | Kingston upon Thames 020 | 1847.0969 | 62327.6943 | 0 |  | 0 | 5868.7735 | 5475.1257 | 363.1948 | 0 | 0 | 0 | 0 | 0 |  | 0 | 0 | 5242.4457 | 81.1243
E02000618 | Lambeth 001 | 99.8842 | 3419.908 | 93682.6545 |  | 0 | 8894.6399 | 30239.5402 | 181.5974 | 0 | 0 | 366.0531 | 0 | 0 | 186.9959 | 0 | 1678.656 | 4536.118 | 143.286
E02000619 | Lambeth 002 | 96.1086 | 3290.6358 | 0 |  | 0 | 5699.8879 | 1044.4855 | 0 | 0 | 0 | 0 | 0 | 0 |  | 0 | 0 | 4495.6424 | 14.6268
E02000620 | Lambeth 003 | 119.468 | 3968.723 | 44150.1191 |  | 0 | 8669.4592 | 6077.3895 | 0 | 0 | 0 | 2166.4893 | 0 | 0 | 186.7386 | 0 | 1904.0032 | 10849.742 | 78.0921
E02000621 | Lambeth 004 | 83.5453 | 2860.485 | 0 |  | 0 | 9851.6581 | 13392.9997 | 0 | 0 | 0 | 183.0266 | 0 | 0 | 181.3303 | 0 | 0 | 5483.019 | 32.0361
E02000622 | Lambeth 005 | 194.6258 | 6663.7403 | 0 |  | 0 | 4897.6815 | 1364.5698 | 0 | 0 | 0 | 0 | 0 | 0 |  | 0 | 0 | 4276.7321 | 17.3973
E02000623 | Lambeth 006 | 53.9094 | 1845.7883 | 0 |  | 0 | 725.3635 | 1128.7182 | 0 | 0 | 0 | 0 | 0 | 0 |  | 0 | 0 | 4345.1415 | 8.0989
E02000624 | Lambeth 007 | 137.2516 | 4528.2319 | 0 |  | 0 | 436.2877 | 1246.644 | 0 | 0 | 0 | 0 | 0 | 0 |  | 0 | 0 | 4400.4392 | 10.7489
E02000625 | Lambeth 008 | 124.1297 | 4250.0423 | 0 |  | 0 | 4728.7959 | 1549.8817 | 0 | 0 | 0 | 0 | 0 | 0 | 194.174 | 0 | 0 | 5065.7213 | 15.9127
E02000626 | Lambeth 009 | 49.9262 | 1709.4085 | 0 |  | 0 | 591.0995 | 1145.5648 | 0 | 0 | 0 | 0 | 0 | 0 |  | 0 | 0 | 4744.7668 | 8.2408
E02000627 | Lambeth 010 | 39.8227 | 1363.477 | 0 |  | 0 | 633.3209 | 1246.644 | 0 | 0 | 0 | 0 | 0 | 0 |  | 0 | 0 | 4912.9401 | 8.1962
E02000628 | Lambeth 011 | 118.8789 | 4070.2622 | 0 |  | 0 | 605.1733 | 7117.6634 | 0 | 0 | 0 | 183.0266 | 0 | 0 | 377.2371 | 0 | 0 | 5631.2396 | 18.1035
E02000629 | Lambeth 012 | 34.4906 | 1094.6763 | 0 |  | 0 | 4222.1392 | 6734.4046 | 0 | 0 | 0 | 366.0531 | 0 | 0 |  | 0 | 0 | 4808.0456 | 17.2598
E02000630 | Lambeth 013 | 112.7953 | 3861.9677 | 48324.6883 |  | 0 | 5024.3456 | 7938.9322 | 0 | 0 | 0 | 0 | 0 | 0 |  | 0 | 1638.4391 | 3766.5114 | 70.6677
E02000631 | Lambeth 014 | 238.0133 | 8149.2723 | 489336.584 |  | 0 | 725.3635 | 1381.4163 | 0 | 0 | 2397.77 | 0 | 0 | 0 |  | 0 | 4979.0816 | 4741.3464 | 511.9488
E02000632 | Lambeth 015 | 14.1883 | 485.7887 | 0 |  | 0 | 5404.3382 | 6351.1458 | 0 | 0 | 0 | 732.1063 | 0 | 0 |  | 0 | 0 | 5118.1685 | 18.1057
E02000633 | Lambeth 016 | 119.9656 | 4107.4701 | 64028.9654 |  | 0 | 612.2102 | 5584.6282 | 0 | 0 | 0 | 2349.5159 | 0 | 0 |  | 0 | 1761.0415 | 4446.0455 | 83.0098
E02000634 | Lambeth 017 | 68.8492 | 2357.3095 | 0 |  | 0 | 4222.1392 | 14824.9556 | 0 | 0 | 0 | 183.0266 | 0 | 0 |  | 0 | 0 | 3845.7524 | 25.502
E02000635 | Lambeth 018 | 0 | 0 | 0 |  | 0 | 443.3246 | 1263.4905 | 0 | 0 | 0 | 183.0266 | 0 | 0 |  | 0 | 0 | 9466.1605 | 11.356
E02000636 | Lambeth 019 | 419.3922 | 14359.454 | 0 |  | 0 | 725.3635 | 14909.1883 | 0 | 0 | 0 | 2166.4893 | 0 | 0 | 188.0091 | 0 | 0 | 3873.1162 | 36.641
E02000637 | Lambeth 020 | 0.86217 | 29.5194 | 0 |  | 0 | 5024.3456 | 1398.2629 | 0 | 0 | 0 | 183.0266 | 0 | 0 |  | 0 | 0 | 4294.9746 | 10.931
E02000638 | Lambeth 021 | 191.4859 | 6442.1767 | 0 |  | 0 | 725.3635 | 1364.5698 | 0 | 0 | 0 | 183.0266 | 0 | 0 |  | 0 | 0 | 4948.285 | 13.8549
E02000639 | Lambeth 022 | 191.3539 | 6551.7139 | 0 |  | 0 | 725.3635 | 8157.9372 | 0 | 0 | 0 | 183.0266 | 0 | 0 |  | 0 | 0 | 4835.4094 | 20.6448
E02000640 | Lambeth 023 | 74.7703 | 2560.0402 | 0 |  | 0 | 4391.0248 | 6084.4542 | 0 | 0 | 0 | 0 | 0 | 0 |  | 0 | 0 | 4752.1779 | 17.8625
E02000641 | Lambeth 024 | 0.25902 | 8.8686 | 0 |  | 0 | 725.3635 | 1431.9559 | 0 | 0 | 0 | 0 | 0 | 0 |  | 0 | 0 | 0 | 2.1664
E02000642 | Lambeth 025 | 139.2752 | 90.1513 | 0 |  | 0 | 668.5054 | 1650.961 | 0 | 0 | 0 | 549.0797 | 0 | 0 |  | 0 | 0 | 5143.252 | 8.2412
E02000643 | Lambeth 026 | 105.7266 | 3619.9427 | 0 |  | 0 | 725.3635 | 1381.4163 | 0 | 0 | 0 | 549.0797 | 0 | 0 |  | 0 | 0 | 18326.8971 | 24.7084
E02000644 | Lambeth 027 | 54.1633 | 1854.4817 | 0 |  | 0 | 725.3635 | 1549.8817 | 0 | 0 | 0 | 732.1063 | 0 | 0 |  | 0 | 0 | 0 | 4.916
E02000645 | Lambeth 028 | 7.1297 | 142.9199 | 105582.3655 |  | 0 | 394.0663 | 1516.1886 | 0 | 0 | 0 | 0 | 0 | 0 |  | 0 | 1595.6514 | 4803.485 | 114.0418
E02000646 | Lambeth 029 | 95.2859 | 3262.4691 | 0 |  | 0 | 689.6161 | 6898.6583 | 0 | 0 | 0 | 1098.1594 | 0 | 0 |  | 0 | 0 | 0 | 12.0442
E02000647 | Lambeth 030 | 54.6253 | 1870.2999 | 0 |  | 0 | 725.3635 | 6084.4542 | 0 | 0 | 0 | 0 | 0 | 0 |  | 0 | 0 | 0 | 8.7347
E02000648 | Lambeth 031 | 5.1029 | 1.5429 | 0 |  | 0 | 725.3635 | 6084.4542 | 0 | 0 | 1271.5575 | 0 | 0 | 0 |  | 0 | 0 | 4003.6642 | 12.0917
E02000649 | Lambeth 032 | 44.5047 | 1523.7838 | 0 |  | 0 | 548.8781 | 1381.4163 | 0 | 0 | 0 | 0 | 0 | 0 |  | 0 | 0 | 5633.5199 | 9.1321
E02000650 | Lambeth 033 | 206.4664 | 7069.1466 | 0 |  | 0 | 499.6198 | 1465.649 | 0 | 0 | 0 | 0 | 0 | 0 |  | 0 | 0 | 4320.058 | 13.5609
E02000651 | Lambeth 034 | 68.1776 | 2334.315 | 0 |  | 0 | 647.3947 | 6405.897 | 0 | 0 | 0 | 183.0266 | 0 | 0 |  | 0 | 0 | 4511.6046 | 14.1504
E02000652 | Lambeth 035 | 51.1875 | 1213.6023 | 0 |  | 0 | 668.5054 | 6084.4542 | 0 | 0 | 0 | 0 | 0 | 0 |  | 0 | 0 | 3943.806 | 11.9616
E02000653 | Lewisham 001 | 223.4273 | 7416.8837 | 0 |  | 0 | 4602.1317 | 7172.4146 | 0 | 0 | 0 | 0 | 0 | 0 |  | 0 | 0 | 4446.0455 | 23.8609
E02000654 | Lewisham 002 | 295.3031 | 9956.7551 | 0 |  | 0 | 591.0995 | 1263.4905 | 363.1948 | 0 | 0 | 0 | 0 | 0 |  | 0 | 0 | 4564.6219 | 17.0345
E02000655 | Lewisham 003 | 172.9812 | 5922.6575 | 0 |  | 673211.99 | 539.3936 | 12719.1381 | 181.5974 | 0 | 0 | 183.0266 | 0 | 0 |  | 0 | 0 | 4802.3448 | 697.7331
E02000656 | Lewisham 004 | 210.6711 | 6831.2945 | 387404.0882 |  | 0 | 562.9519 | 1280.3371 | 181.5974 | 0 | 0 | 0 | 0 | 0 |  | 0 | 4836.1457 | 4887.8567 | 406.1949
E02000657 | Lewisham 005 | 112.2266 | 3120.5923 | 0 |  | 0 | 492.5829 | 1330.8767 | 181.5974 | 0 | 0 | 183.0266 | 0 | 0 |  | 0 | 0 | 4956.8362 | 10.3777
E02000658 | Lewisham 006 | 155.0555 | 5308.9016 | 0 |  | 0 | 541.8412 | 1297.1836 | 181.5974 | 0 | 0 | 0 | 0 | 0 |  | 0 | 0 | 4673.507 | 12.1581
E02000659 | Lewisham 007 | 460.6977 | 15773.7006 | 0 |  | 0 | 668.5054 | 12719.1381 | 181.5974 | 0 | 0 | 0 | 0 | 0 |  | 0 | 0 | 4199.7714 | 34.0034
E02000660 | Lewisham 008 | 103.5023 | 3543.7883 | 0 |  | 0 | 520.7305 | 1196.1044 | 0 | 0 | 0 | 0 | 0 | 0 |  | 0 | 0 | 4374.2155 | 9.7383
E02000661 | Lewisham 009 | 962.5789 | 32670.5918 | 0 |  | 0 | 534.8043 | 15077.6537 | 0 | 0 | 0 | 183.0266 | 0 | 0 |  | 0 | 0 | 3327.5507 | 52.7562
E02000662 | Lewisham 010 | 142.9898 | 4086.2581 | 0 |  | 0 | 358.8818 | 1078.1786 | 181.5974 | 0 | 0 | 0 | 0 | 0 |  | 0 | 0 | 4216.3037 | 10.0642
E02000663 | Lewisham 011 | 158.7523 | 5435.4779 | 0 |  | 0 | 539.3936 | 6132.1407 | 0 | 0 | 0 | 183.0266 | 0 | 0 |  | 0 | 0 | 3919.8626 | 16.3687
E02000664 | Lewisham 012 | 343.718 | 11573.3847 | 0 |  | 0 | 612.2102 | 7446.1709 | 363.1948 | 0 | 0 | 2349.5159 | 0 | 0 |  | 0 | 0 | 5168.9056 | 27.8571
E02000665 | Lewisham 013 | 74.6866 | 2447.6363 | 48989.188 |  | 0 | 598.1364 | 5584.6282 | 0 | 0 | 0 | 0 | 0 | 0 |  | 0 | 1147.7486 | 7626.5158 | 66.4685
E02000666 | Lewisham 014 | 281.7242 | 9645.8782 | 0 |  | 0 | 539.3936 | 1465.649 | 0 | 0 | 0 | 0 | 0 | 0 |  | 0 | 0 | 4168.9871 | 16.1016
E02000667 | Lewisham 015 | 127.3289 | 4359.5795 | 0 |  | 0 | 492.5829 | 1465.649 | 181.5974 | 0 | 0 | 0 | 0 | 0 |  | 0 | 0 | 3583.5161 | 10.2103
E02000668 | Lewisham 016 | 39.5484 | 1354.0881 | 0 |  | 0 | 539.3936 | 6186.892 | 0 | 0 | 0 | 0 | 0 | 0 |  | 0 | 0 | 0 | 8.1199
E02000669 | Lewisham 017 | 24.0805 | 824.4846 | 0 |  | 0 | 527.7674 | 1448.8025 | 0 | 0 | 0 | 183.0266 | 0 | 0 |  | 0 | 0 | 4141.0533 | 7.1492
E02000670 | Lewisham 018 | 210.793 | 6987.7761 | 0 |  | 0 | 478.5091 | 6570.1508 | 0 | 0 | 0 | 0 | 0 | 0 |  | 0 | 0 | 8041.5332 | 22.2888
E02000671 | Lewisham 019 | 219.8117 | 7412.3631 | 0 |  | 0 | 527.7674 | 1398.2629 | 181.5974 | 0 | 0 | 0 | 0 | 0 |  | 0 | 0 | 0 | 9.7398
E02000672 | Lewisham 020 | 398.5922 | 13642.4202 | 0 |  | 0 | 492.5829 | 5584.6282 | 544.7922 | 0 | 0 | 3630.7019 | 0 | 0 |  | 0 | 0 | 4595.9762 | 28.8897
E02000673 | Lewisham 021 | 111.6006 | 3821.0634 | 0 |  | 0 | 457.3984 | 5858.3845 | 181.5974 | 0 | 0 | 366.0531 | 0 | 0 |  | 0 | 0 | 0 | 10.7961
E02000674 | Lewisham 022 | 17.9664 | 151.6134 | 0 |  | 0 | 539.3936 | 1229.7975 | 0 | 0 | 0 | 0 | 0 | 0 |  | 0 | 0 | 0 | 1.9388
E02000675 | Lewisham 023 | 281.3992 | 8080.7137 | 0 |  | 0 | 539.3936 | 1314.0302 | 0 | 0 | 0 | 183.0266 | 0 | 0 |  | 0 | 0 | 4566.9022 | 14.9655
E02000676 | Lewisham 024 | 44.1289 | 1372.1704 | 65692.1596 |  | 0 | 619.2471 | 1297.1836 | 0 | 0 | 0 | 183.0266 | 0 | 0 |  | 0 | 1016.7693 | 0 | 70.2247
E02000677 | Lewisham 025 | 38.9594 | 1147.1845 | 0 |  | 0 | 499.6198 | 1600.4213 | 0 | 0 | 0 | 0 | 0 | 0 |  | 0 | 0 | 8402.9633 | 11.6891
E02000678 | Lewisham 026 | 208.782 | 6541.9772 | 0 |  | 0 | 539.3936 | 5568.5249 | 0 | 0 | 0 | 0 | 0 | 0 |  | 0 | 0 | 0 | 12.8587
E02000679 | Lewisham 027 | 243.8109 | 7880.0694 | 0 |  | 0 | 539.3936 | 1381.4163 | 0 | 0 | 0 | 0 | 0 | 0 |  | 0 | 0 | 4202.6218 | 14.2473
E02000680 | Lewisham 028 | 163.6578 | 5603.4349 | 321531.0546 |  | 0 | 443.3246 | 1330.8767 | 363.1948 | 0 | 0 | 0 | 0 | 0 |  | 0 | 6144.9333 | 0 | 335.5805
E02000681 | Lewisham 029 | 669.7234 | 18413.7203 | 0 |  | 0 | 539.3936 | 12971.8362 | 363.1948 | 0 | 0 | 0 | 0 | 0 |  | 0 | 0 | 8855.0359 | 41.8129
E02000682 | Lewisham 030 | 307.5312 | 10011.0021 | 71381.4046 |  | 0 | 539.3936 | 5568.5249 | 181.5974 | 0 | 0 | 0 | 0 | 0 |  | 0 | 1891.8858 | 0 | 89.8813
E02000683 | Lewisham 031 | 128.1249 | 3569.9974 | 0 |  | 0 | 534.8043 | 6789.1558 | 0 | 0 | 0 | 0 | 0 | 0 |  | 0 | 0 | 3709.5035 | 14.7316
E02000684 | Lewisham 032 | 240.0328 | 8170.0821 | 0 |  | 0 | 539.3936 | 5694.1307 | 363.1948 | 0 | 0 | 366.0531 | 0 | 0 |  | 0 | 0 | 7616.2544 | 22.9891
E02000685 | Lewisham 033 | 319.8 | 10143.8376 | 0 |  | 0 | 539.3936 | 1600.4213 | 363.1948 | 0 | 0 | 366.0531 | 0 | 0 |  | 0 | 0 | 0 | 13.3327
E02000686 | Lewisham 034 | 1246.7406 | 41806.3397 | 0 |  | 0 | 520.7305 | 1431.9559 | 363.1948 | 0 | 0 | 183.0266 | 0 | 0 |  | 0 | 0 | 3792.165 | 49.3442
E02000687 | Lewisham 035 | 44.3219 | 960.4497 | 0 |  | 0 | 562.9519 | 1448.8025 | 0 | 0 | 0 | 732.1063 | 0 | 0 |  | 0 | 0 | 0 | 3.7486
E02000688 | Lewisham 036 | 808.2445 | 27152.0048 | 0 |  | 0 | 539.3936 | 7500.9221 | 0 | 0 | 0 | 183.0266 | 0 | 0 |  | 0 | 0 | 4091.4564 | 40.275
E02000689 | Merton 001 | 95.7023 | 1712.9527 | 822327.9552 |  | 0 | 793.2149 | 13645.6978 | 181.5974 | 0 | 0 | 0 | 0 | 0 |  | 33599.0383 | 16657.2909 | 4770.9905 | 893.7844
E02000690 | Merton 002 | 457.8394 | 15283.9376 | 0 |  | 0 | 22776.9655 | 7036.8401 | 181.5974 | 0 | 0 | 0 | 0 | 0 |  | 0 | 0 | 0 | 45.7372
E02000691 | Merton 003 | 41.0774 | 1246.1317 | 0 |  | 0 | 8725.7543 | 21479.3391 | 0 | 0 | 0 | 732.1063 | 0 | 0 |  | 0 | 0 | 0 | 32.2244
E02000692 | Merton 004 | 34.0438 | 1165.6146 | 0 |  | 0 | 10470.9052 | 17857.3329 | 181.5974 | 0 | 0 | 366.0531 | 0 | 0 |  | 0 | 0 | 0 | 30.0755
E02000693 | Merton 005 | 272.157 | 9318.3099 | 0 |  | 0 | 654.4316 | 17183.4713 | 363.1948 | 0 | 0 | 183.0266 | 0 | 0 |  | 0 | 0 | 5322.2568 | 33.2968
E02000694 | Merton 006 | 85.4141 | 2850.0529 | 0 |  | 0 | 5024.3456 | 7665.1759 | 181.5974 | 0 | 0 | 183.0266 | 0 | 0 |  | 0 | 0 | 5306.2946 | 21.2959
E02000695 | Merton 007 | 53.0766 | 401.2886 | 0 |  | 0 | 793.2149 | 1583.5748 | 0 | 0 | 0 | 0 | 0 | 0 |  | 0 | 0 | 4900.3984 | 7.7316
E02000696 | Merton 008 | 93.7422 | 2823.6249 | 103908.9896 |  | 0 | 793.2149 | 1431.9559 | 0 | 0 | 0 | 0 | 0 | 0 |  | 0 | 1588.2579 | 5034.937 | 115.6747
E02000697 | Merton 009 | 184.925 | 6331.5963 | 184169.2116 |  | 0 | 9232.411 | 13982.6286 | 181.5974 | 0 | 0 | 915.1329 | 0 | 0 | 184.8626 | 0 | 2331.9043 | 13874.0107 | 231.3883
E02000698 | Merton 010 | 664.2594 | 20477.192 | 0 |  | 0 | 5066.567 | 7036.8401 | 0 | 0 | 0 | 0 | 0 | 0 |  | 0 | 0 | 0 | 33.2449
E02000699 | Merton 011 | 157.4625 | 5391.3153 | 49465.2394 |  | 0 | 661.4685 | 5694.1307 | 0 | 0 | 0 | 0 | 0 | 0 |  | 0 | 2133.2213 | 4804.6251 | 68.3075
E02000700 | Merton 012 | 182.9344 | 4284.1205 | 0 |  | 0 | 626.284 | 7036.8401 | 0 | 0 | 0 | 0 | 0 | 0 |  | 0 | 0 | 4961.9669 | 17.0921
E02000701 | Merton 013 | 290.4688 | 8631.8769 | 0 |  | 0 | 4391.0248 | 5803.6332 | 181.5974 | 0 | 0 | 0 | 0 | 0 |  | 0 | 0 | 5212.8016 | 24.5114
E02000702 | Merton 014 | 1060.8305 | 36321.4832 | 0 |  | 0 | 793.2149 | 5639.3794 | 0 | 0 | 712.8802 | 0 | 0 | 0 |  | 0 | 0 | 4542.3888 | 49.0702
E02000703 | Merton 015 | 165.6712 | 5672.3695 | 0 |  | 0 | 4559.9103 | 1398.2629 | 0 | 0 | 0 | 183.0266 | 0 | 0 |  | 0 | 0 | 4564.6219 | 16.5439
E02000704 | Merton 016 | 805.8172 | 25130.957 | 0 |  | 0 | 4306.582 | 6351.1458 | 363.1948 | 0 | 0 | 2166.4893 | 0 | 0 |  | 0 | 0 | 19082.2517 | 58.2064
E02000705 | Merton 017 | 375.1109 | 12189.227 | 0 |  | 0 | 793.2149 | 5967.887 | 0 | 0 | 0 | 0 | 0 | 0 |  | 0 | 0 | 5038.9276 | 24.3644
E02000706 | Merton 018 | 139.5367 | 4777.5594 | 0 |  | 0 | 569.9888 | 1650.961 | 181.5974 | 0 | 0 | 2715.5691 | 0 | 0 |  | 0 | 0 | 5106.767 | 15.142
E02000707 | Merton 019 | 715.8023 | 24061.6655 | 0 |  | 0 | 793.2149 | 7036.8401 | 0 | 0 | 0 | 0 | 0 | 0 |  | 0 | 0 | 4419.8219 | 37.0273
E02000708 | Merton 020 | 794.8281 | 26807.7451 | 0 |  | 0 | 682.5792 | 17015.0059 | 0 | 0 | 0 | 0 | 0 | 0 |  | 0 | 0 | 4987.0504 | 50.2872
E02000709 | Merton 021 | 610.2281 | 19311.5774 | 0 |  | 0 | 793.2149 | 1297.1836 | 0 | 0 | 0 | 0 | 0 | 0 |  | 0 | 0 | 14432.688 | 36.4449
E02000710 | Merton 022 | 219.8957 | 7460.7914 | 0 |  | 0 | 492.5829 | 1667.8075 | 181.5974 | 0 | 0 | 0 | 0 | 0 |  | 0 | 0 | 40789.7167 | 50.8124
E02000711 | Merton 023 | 280.3347 | 9598.3015 | 0 |  | 0 | 450.3615 | 5748.8819 | 0 | 0 | 0 | 732.1063 | 0 | 0 |  | 0 | 0 | 0 | 16.81
E02000712 | Merton 024 | 941.3625 | 30896.0896 | 0 |  | 0 | 675.5423 | 1280.3371 | 0 | 0 | 0 | 0 | 0 | 0 |  | 0 | 0 | 0 | 33.7933
E02000713 | Merton 025 | 289.1383 | 9899.7262 | 0 |  | 0 | 506.6567 | 5639.3794 | 0 | 0 | 712.8802 | 0 | 0 | 0 |  | 0 | 0 | 4209.4627 | 21.2572
E02000714 | Newham 001 | 28.3258 | 969.8386 | 0 |  | 0 | 351.8449 | 1128.7182 | 0 | 0 | 0 | 366.0531 | 0 | 0 |  | 0 | 0 | 0 | 2.8448
E02000715 | Newham 002 | 42.1789 | 1444.152 | 0 |  | 0 | 598.8401 | 1634.1144 | 0 | 0 | 0 | 0 | 0 | 0 |  | 0 | 0 | 3329.2609 | 7.0485
E02000716 | Newham 003 | 26.5586 | 50.4219 | 0 |  | 0 | 598.8401 | 1398.2629 | 0 | 0 | 712.8802 | 366.0531 | 0 | 0 |  | 0 | 0 | 10370.8757 | 13.5239
E02000717 | Newham 004 | 27.7266 | 949.3222 | 0 |  | 0 | 513.6936 | 1617.2679 | 0 | 0 | 0 | 0 | 0 | 0 |  | 0 | 0 | 0 | 3.108
E02000718 | Newham 005 | 316.1539 | 10513.4821 | 0 |  | 0 | 598.8401 | 362.2006 | 0 | 0 | 0 | 0 | 0 | 0 |  | 0 | 0 | 11832.558 | 23.6232
E02000719 | Newham 006 | 45.7234 | 1565.5122 | 0 |  | 0 | 598.8401 | 1566.7283 | 0 | 0 | 0 | 0 | 0 | 0 |  | 0 | 0 | 0 | 3.7768
E02000720 | Newham 007 | 5.2711 | 180.4755 | 0 |  | 0 | 598.8401 | 5639.3794 | 0 | 0 | 0 | 0 | 0 | 0 |  | 0 | 0 | 0 | 6.424
E02000721 | Newham 008 | 17.7023 | 606.1057 | 0 |  | 0 | 626.284 | 1364.5698 | 0 | 0 | 0 | 0 | 0 | 0 |  | 0 | 0 | 0 | 2.6147
E02000722 | Newham 009 | 16.4328 | 562.6386 | 0 |  | 0 | 612.2102 | 1448.8025 | 181.5974 | 0 | 0 | 0 | 0 | 0 |  | 0 | 0 | 0 | 2.8217
E02000723 | Newham 010 | 116.5633 | 3990.9782 | 0 |  | 0 | 584.0626 | 6186.892 | 0 | 0 | 0 | 1098.1594 | 0 | 0 |  | 0 | 0 | 0 | 11.9767
E02000724 | Newham 011 | 10.4812 | 358.8646 | 0 |  | 0 | 598.8401 | 1599.8779 | 0 | 0 | 0 | 0 | 0 | 0 |  | 0 | 0 | 0 | 2.5681
E02000725 | Newham 012 | 34.5414 | 1182.6537 | 0 |  | 0 | 4644.3531 | 8048.4347 | 181.5974 | 0 | 0 | 732.1063 | 0 | 0 |  | 0 | 0 | 0 | 14.8237
E02000726 | Newham 013 | 844.5938 | 27411.7643 | 0 |  | 0 | 4559.9103 | 6460.6483 | 0 | 0 | 635.7787 | 183.0266 | 0 | 0 |  | 0 | 0 | 25006.5118 | 65.1022
E02000727 | Newham 014 | 17.5398 | 543.8608 | 0 |  | 0 | 541.8412 | 6241.6432 | 0 | 0 | 0 | 0 | 0 | 0 |  | 0 | 0 | 0 | 7.3449
E02000728 | Newham 015 | 221.4266 | 7581.3633 | 0 |  | 0 | 598.8401 | 1599.8779 | 0 | 0 | 0 | 0 | 0 | 0 |  | 0 | 0 | 4101.1477 | 14.1027
E02000729 | Newham 016 | 0 | 0 | 0 |  | 0 | 598.8401 | 1061.3321 | 0 | 0 | 0 | 0 | 0 | 0 |  | 0 | 0 | 0 | 1.6602
E02000730 | Newham 017 | 0 | 0 | 0 |  | 0 | 499.6198 | 5694.1307 | 0 | 7789.7311 | 0 | 366.0531 | 0 | 0 |  | 0 | 0 | 0 | 14.3495
E02000731 | Newham 018 | 38.5938 | 1321.4008 | 0 |  | 0 | 499.6198 | 7938.9322 | 0 | 0 | 0 | 183.0266 | 0 | 0 |  | 0 | 0 | 0 | 9.9816
E02000732 | Newham 019 | 92.3102 | 3160.5821 | 0 |  | 0 | 598.8401 | 5584.6282 | 0 | 0 | 0 | 0 | 0 | 0 |  | 0 | 0 | 0 | 9.4364
E02000733 | Newham 020 | 118.6656 | 4062.9598 | 0 |  | 0 | 569.9888 | 1599.8779 | 0 | 0 | 0 | 0 | 0 | 0 |  | 0 | 0 | 11052.6901 | 17.4042
E02000734 | Newham 021 | 39.8023 | 1362.7815 | 0 |  | 0 | 598.8401 | 1398.2629 | 181.5974 | 0 | 0 | 0 | 0 | 0 |  | 0 | 0 | 0 | 3.5813
E02000735 | Newham 022 | 100.5875 | 2404.9495 | 0 |  | 0 | 598.1364 | 1415.1094 | 0 | 0 | 0 | 0 | 0 | 0 |  | 0 | 0 | 0 | 4.5188
E02000736 | Newham 023 | 596.0602 | 16752.2326 | 0 |  | 0 | 443.3246 | 5748.8819 | 0 | 0 | 0 | 0 | 0 | 0 |  | 0 | 0 | 12558.2685 | 36.0988
E02000737 | Newham 024 | 259.025 | 8868.6859 | 36885.9049 |  | 0 | 499.6198 | 1465.649 | 181.5974 | 0 | 0 | 0 | 0 | 0 |  | 0 | 1590.7291 | 0 | 49.7512
E02000738 | Newham 025 | 18.4742 | 632.5337 | 0 |  | 0 | 598.8401 | 1280.3371 | 0 | 0 | 0 | 0 | 0 | 0 |  | 0 | 0 | 0 | 2.5302
E02000739 | Newham 026 | 93.8031 | 3211.6994 | 0 |  | 0 | 562.9519 | 1398.2629 | 0 | 0 | 635.7787 | 0 | 0 | 0 |  | 0 | 0 | 22589.9473 | 28.4924
E02000740 | Newham 027 | 364.1625 | 12468.4599 | 0 |  | 0 | 598.8401 | 1010.7924 | 0 | 0 | 712.8802 | 0 | 0 | 0 |  | 0 | 0 | 3110.3506 | 18.2655
E02000741 | Newham 028 | 264.1742 | 9044.9885 | 0 |  | 0 | 591.0995 | 5529.8769 | 0 | 0 | 0 | 0 | 0 | 0 |  | 0 | 0 | 7316.3928 | 22.7465
E02000742 | Newham 029 | 177.8461 | 6089.2236 | 0 |  | 0 | 598.8401 | 1599.8779 | 0 | 0 | 0 | 0 | 0 | 0 |  | 0 | 0 | 12202.5393 | 20.6683
E02000743 | Newham 030 | 67.1328 | 2298.5419 | 0 |  | 0 | 605.1733 | 1398.2629 | 181.5974 | 0 | 0 | 0 | 0 | 0 |  | 0 | 0 | 3476.3412 | 8.027
E02000744 | Newham 031 | 89.6594 | 3069.8227 | 0 |  | 0 | 506.6567 | 1617.2679 | 181.5974 | 0 | 0 | 0 | 0 | 0 |  | 0 | 0 | 3253.4404 | 8.7184
E02000745 | Newham 032 | 211.0266 | 7225.2805 | 0 |  | 0 | 598.8401 | 1111.8717 | 0 | 0 | 0 | 0 | 0 | 0 |  | 0 | 0 | 3813.828 | 12.9608
E02000746 | Newham 033 | 1989.9242 | 67592.4333 | 0 | 493545.4232 | 121819.3125 | 5235.4526 | 14066.8613 | 0 | 0 | 0 | 4516.0053 | 0 | 5656613.5683 |  | 0 | 0 | 3432.4452 | 6368.8114
E02000747 | Newham 034 | 475.4953 | 16280.3535 | 825891.2395 | 180077.3841 | 1306.9289 | 598.8401 | 6241.6432 | 363.1948 | 0 | 0 | 0 | 0 | 0 |  | 33599.0383 | 8838.6154 | 4086.8958 | 1077.7596
E02000748 | Newham 035 | 988.6297 | 32592.0032 | 0 |  | 0 | 598.8401 | 1599.8779 | 0 | 0 | 0 | 732.1063 | 0 | 0 |  | 0 | 0 | 3135.4341 | 39.6469
E02000749 | Newham 036 | 370.2359 | 11784.8088 | 0 |  | 0 | 598.8401 | 1415.1094 | 0 | 0 | 0 | 0 | 0 | 0 |  | 0 | 0 | 3648.5051 | 17.8175
E02000750 | Newham 037 | 959.4203 | 32849.3287 | 126429.7513 |  | 18203.6522 | 5784.3307 | 1599.8779 | 0 | 7789.7311 | 635.7787 | 0 | 0 | 0 |  | 0 | 1295.9656 | 3899.9099 | 199.4477
E02000751 | Redbridge 001 | 700.375 | 23829.0295 | 0 |  | 0 | 666.2832 | 1600.4213 | 0 | 0 | 0 | 0 | 0 | 0 |  | 0 | 0 | 5645.4915 | 32.4416
E02000752 | Redbridge 002 | 2719.0109 | 93095.469 | 0 |  | 0 | 555.915 | 1465.649 | 0 | 0 | 0 | 0 | 0 | 0 |  | 0 | 0 | 0 | 97.836
E02000753 | Redbridge 003 | 95.3164 | 3263.5123 | 0 |  | 0 | 666.2832 | 5698.5108 | 0 | 0 | 0 | 183.0266 | 0 | 0 |  | 0 | 0 | 0 | 9.9066
E02000754 | Redbridge 004 | 619.7953 | 21221.0015 | 0 |  | 0 | 666.2832 | 5748.8819 | 0 | 0 | 0 | 0 | 0 | 0 |  | 0 | 0 | 3684.9901 | 31.941
E02000755 | Redbridge 005 | 765.182 | 25691.1614 | 0 |  | 0 | 520.7305 | 1482.4956 | 0 | 0 | 0 | 366.0531 | 0 | 0 |  | 0 | 0 | 13519.4216 | 42.345
E02000756 | Redbridge 006 | 2082.6102 | 68510.4592 | 0 |  | 0 | 612.2102 | 6679.6533 | 363.1948 | 0 | 0 | 183.0266 | 0 | 0 |  | 0 | 0 | 0 | 78.4312
E02000757 | Redbridge 007 | 199.5602 | 6414.7055 | 126266.578 |  | 0 | 4559.9103 | 7500.9221 | 544.7922 | 0 | 0 | 915.1329 | 0 | 0 |  | 0 | 1235.4139 | 0 | 147.637
E02000758 | Redbridge 008 | 424.5617 | 14536.4521 | 0 |  | 0 | 666.2832 | 5698.5108 | 181.5974 | 0 | 0 | 0 | 0 | 0 |  | 0 | 0 | 0 | 21.5074
E02000759 | Redbridge 009 | 1084.4945 | 34985.4774 | 0 |  | 0 | 4559.9103 | 1549.8817 | 0 | 0 | 0 | 0 | 0 | 0 |  | 0 | 0 | 13809.5917 | 55.9894
E02000760 | Redbridge 010 | 201.7742 | 5328.0272 | 918235.8783 |  | 0 | 666.2832 | 5698.5108 | 0 | 0 | 0 | 366.0531 | 0 | 0 |  | 0 | 7257.6696 | 0 | 937.7542
E02000761 | Redbridge 011 | 265.9516 | 9105.8425 | 0 |  | 0 | 464.4353 | 5698.5108 | 0 | 0 | 0 | 0 | 0 | 0 |  | 0 | 0 | 0 | 15.5347
E02000762 | Redbridge 012 | 53.2695 | 1823.8809 | 0 |  | 0 | 666.2832 | 1566.7283 | 0 | 0 | 0 | 0 | 0 | 0 |  | 0 | 0 | 0 | 4.1102
E02000763 | Redbridge 013 | 2332.7078 | 78563.5374 | 0 |  | 0 | 666.2832 | 6789.1558 | 181.5974 | 0 | 0 | 183.0266 | 0 | 0 |  | 0 | 0 | 0 | 88.7163
E02000764 | Redbridge 014 | 427.5375 | 14638.3391 | 0 |  | 0 | 24048.238 | 7336.6684 | 181.5974 | 0 | 0 | 366.0531 | 0 | 0 |  | 0 | 0 | 0 | 46.9984
E02000765 | Redbridge 015 | 42.0773 | 1440.6746 | 0 |  | 0 | 666.2832 | 5475.1257 | 0 | 0 | 0 | 2349.5159 | 0 | 0 |  | 0 | 0 | 0 | 9.9737
E02000766 | Redbridge 016 | 465.3594 | 15365.4573 | 0 |  | 0 | 4982.1243 | 5698.5108 | 0 | 0 | 0 | 2166.4893 | 0 | 0 |  | 33599.0383 | 0 | 3699.8122 | 65.9768
E02000767 | Redbridge 017 | 95.8141 | 3280.5514 | 0 |  | 0 | 619.2471 | 7938.9322 | 0 | 0 | 0 | 0 | 0 | 0 |  | 0 | 0 | 0 | 11.9345
E02000768 | Redbridge 018 | 610.8543 | 15843.4766 | 0 |  | 0 | 666.2832 | 5698.5108 | 363.1948 | 0 | 0 | 0 | 0 | 0 |  | 0 | 0 | 13911.0658 | 37.0934
E02000769 | Redbridge 019 | 148.4437 | 4560.2237 | 0 |  | 0 | 666.2832 | 5858.3845 | 0 | 0 | 0 | 0 | 0 | 0 |  | 0 | 0 | 0 | 11.2333
E02000770 | Redbridge 020 | 598.0508 | 19923.2468 | 0 |  | 0 | 520.7305 | 1145.5648 | 181.5974 | 0 | 0 | 0 | 0 | 0 |  | 0 | 0 | 0 | 22.3692
E02000771 | Redbridge 021 | 5.718 | 195.776 | 0 |  | 0 | 666.2832 | 1667.8075 | 0 | 0 | 0 | 0 | 0 | 0 |  | 0 | 0 | 0 | 2.5356
E02000772 | Redbridge 022 | 501.0586 | 16245.9275 | 0 |  | 0 | 668.5054 | 8157.9372 | 363.1948 | 0 | 336.2309 | 2166.4893 | 0 | 0 |  | 0 | 0 | 0 | 28.4393
E02000773 | Redbridge 023 | 27.6041 | 413.0906 | 0 |  | 0 | 548.8781 | 1415.1094 | 363.1948 | 0 | 0 | 0 | 0 | 0 |  | 0 | 0 | 0 | 2.7679
E02000774 | Redbridge 024 | 55.5648 | 1902.4694 | 0 |  | 0 | 626.284 | 1499.3421 | 181.5974 | 0 | 0 | 0 | 0 | 0 |  | 0 | 0 | 0 | 4.2653
E02000775 | Redbridge 025 | 14.0016 | 479.3981 | 0 |  | 0 | 666.2832 | 5698.5108 | 0 | 0 | 0 | 0 | 0 | 0 |  | 0 | 0 | 0 | 6.8582
E02000776 | Redbridge 026 | 2.3061 | 78.9596 | 0 |  | 0 | 591.0995 | 1634.1144 | 0 | 0 | 0 | 0 | 0 | 0 |  | 0 | 0 | 0 | 2.3065
E02000777 | Redbridge 027 | 2166.4937 | 73088.8706 | 0 |  | 0 | 666.2832 | 5698.5108 | 0 | 0 | 712.8802 | 0 | 0 | 0 |  | 0 | 0 | 15015.8787 | 97.3489
E02000778 | Redbridge 028 | 510.9609 | 15068.1421 | 0 |  | 0 | 4644.3531 | 1499.3421 | 0 | 0 | 0 | 0 | 0 | 0 |  | 0 | 0 | 0 | 21.7228
E02000779 | Redbridge 029 | 292.3375 | 10008.9157 | 0 |  | 0 | 584.0626 | 1448.8025 | 0 | 0 | 0 | 1098.1594 | 0 | 0 |  | 0 | 0 | 29682.2991 | 43.1146
E02000780 | Redbridge 030 | 90.3398 | 3085.8186 | 0 |  | 0 | 605.1733 | 7555.6734 | 181.5974 | 0 | 0 | 183.0266 | 0 | 0 |  | 0 | 0 | 0 | 11.7016
E02000781 | Redbridge 031 | 342.5805 | 10778.8055 | 0 |  | 0 | 372.9556 | 1549.8817 | 0 | 0 | 0 | 0 | 0 | 0 |  | 0 | 0 | 0 | 13.0442
E02000782 | Redbridge 032 | 167.0602 | 5296.3831 | 0 |  | 0 | 647.3947 | 6186.892 | 181.5974 | 0 | 0 | 183.0266 | 0 | 0 |  | 0 | 0 | 12898.6056 | 25.561
E02000783 | Redbridge 033 | 196.4828 | 5836.7665 | 0 |  | 0 | 666.2832 | 1162.4113 | 0 | 0 | 0 | 0 | 0 | 0 |  | 0 | 0 | 0 | 7.8619
E02000784 | Richmond upon Thames 001 | 1514.8758 | 50551.5789 | 0 |  | 0 | 9063.5255 | 17015.0059 | 0 | 0 | 0 | 183.0266 | 0 | 0 |  | 0 | 0 | 0 | 78.328
E02000785 | Richmond upon Thames 002 | 23.075 | 364.0807 | 0 |  | 0 | 9401.2966 | 7172.4146 | 181.5974 | 0 | 0 | 183.0266 | 0 | 0 |  | 0 | 0 | 5581.0726 | 22.9066
E02000786 | Richmond upon Thames 003 | 830.4461 | 28022.0429 | 143337.7724 | 14006.0188 | 0 | 9851.6581 | 13056.0689 | 363.1948 | 0 | 0 | 183.0266 | 0 | 0 |  | 0 | 1159.8346 | 6583.2714 | 217.3933
E02000787 | Richmond upon Thames 004 | 276.7273 | 7099.7475 | 0 |  | 0 | 4348.8034 | 16846.5405 | 181.5974 | 0 | 712.8802 | 183.0266 | 0 | 0 |  | 0 | 0 | 11492.2209 | 41.1415
E02000788 | Richmond upon Thames 005 | 161.2102 | 3634.2 | 0 |  | 0 | 6122.1018 | 12634.9054 | 0 | 0 | 0 | 366.0531 | 0 | 0 |  | 0 | 0 | 0 | 22.9185
E02000789 | Richmond upon Thames 006 | 28.7016 | 204.4694 | 0 |  | 0 | 23412.6017 | 14656.4902 | 0 | 0 | 0 | 0 | 0 | 0 |  | 0 | 0 | 3722.0453 | 42.0243
E02000790 | Richmond upon Thames 007 | 111.1398 | 3555.9591 | 0 |  | 0 | 8782.0495 | 1533.0352 | 0 | 0 | 0 | 183.0266 | 0 | 0 |  | 0 | 0 | 0 | 14.1652
E02000791 | Richmond upon Thames 008 | 324.4078 | 11005.4217 | 0 |  | 0 | 24577.9349 | 24932.8799 | 544.7922 | 0 | 0 | 732.1063 | 0 | 0 |  | 0 | 0 | 3538.4799 | 65.656
E02000792 | Richmond upon Thames 009 | 426.0731 | 14588.1984 | 0 |  | 0 | 9851.6581 | 7993.6835 | 0 | 0 | 0 | 0 | 0 | 0 |  | 0 | 0 | 11887.8557 | 44.7475
E02000793 | Richmond upon Thames 010 | 194.8578 | 6671.6831 | 0 |  | 0 | 1124.1446 | 7227.1659 | 0 | 0 | 0 | 366.0531 | 0 | 0 |  | 0 | 0 | 4580.5841 | 20.1645
E02000794 | Richmond upon Thames 011 | 450.0844 | 14671.0264 | 0 |  | 0 | 8725.7543 | 12776.771 | 181.5974 | 0 | 0 | 0 | 0 | 0 |  | 0 | 0 | 3784.7539 | 40.59
E02000795 | Richmond upon Thames 012 | 4.4891 | 0 | 0 |  | 0 | 5910.9949 | 7336.6684 | 0 | 0 | 0 | 0 | 0 | 0 |  | 0 | 0 | 4052.691 | 17.3048
E02000796 | Richmond upon Thames 013 | 310.5273 | 10151.8356 | 0 |  | 0 | 4517.6889 | 1549.8817 | 0 | 0 | 0 | 0 | 0 | 0 |  | 0 | 0 | 5977.2775 | 22.5072
E02000797 | Richmond upon Thames 014 | 67.4281 | 2308.6513 | 0 |  | 0 | 8444.2784 | 7993.6835 | 544.7922 | 0 | 0 | 549.0797 | 0 | 0 |  | 0 | 0 | 3944.9461 | 23.8529
E02000798 | Richmond upon Thames 015 | 1683.5609 | 55158.3995 | 0 |  | 0 | 6037.6591 | 15330.3518 | 0 | 0 | 0 | 183.0266 | 0 | 0 |  | 0 | 0 | 6393.4351 | 84.7864
E02000799 | Richmond upon Thames 016 | 105.1753 | 3311.4044 | 0 |  | 0 | 1124.1446 | 12776.771 | 181.5974 | 0 | 0 | 0 | 0 | 0 |  | 0 | 0 | 6563.3186 | 24.0624
E02000800 | Richmond upon Thames 017 | 184.1833 | 5519.6211 | 0 |  | 0 | 1124.1446 | 12776.771 | 0 | 0 | 0 | 183.0266 | 0 | 0 |  | 0 | 0 | 0 | 19.7877
E02000801 | Richmond upon Thames 018 | 6.8047 | 0 | 0 |  | 0 | 6122.1018 | 7665.1759 | 0 | 0 | 0 | 0 | 0 | 0 |  | 0 | 0 | 3923.2831 | 17.7174
E02000802 | Richmond upon Thames 019 | 0.23359 | 7.998 | 0 |  | 0 | 9345.0014 | 7281.9171 | 0 | 0 | 0 | 549.0797 | 0 | 0 |  | 0 | 0 | 0 | 17.1842
E02000803 | Richmond upon Thames 020 | 384.2211 | 13155.2405 | 0 |  | 0 | 8444.2784 | 12776.771 | 0 | 0 | 0 | 183.0266 | 0 | 0 |  | 0 | 0 | 5433.9923 | 40.3775
E02000804 | Richmond upon Thames 021 | 7.668 | 252.4571 | 0 |  | 0 | 8556.8688 | 7884.1809 | 363.1948 | 0 | 0 | 183.0266 | 0 | 0 |  | 0 | 0 | 13860.3288 | 31.1077
E02000805 | Richmond upon Thames 022 | 96.5758 | 0 | 0 | 2000859.8238 | 0 | 10921.2667 | 6405.897 | 363.1948 | 0 | 0 | 0 | 0 | 0 |  | 0 | 0 | 20718.9482 | 2039.3657
E02000806 | Richmond upon Thames 023 | 156.5687 | 812.3138 | 0 |  | 0 | 8894.6399 | 6405.897 | 181.5974 | 0 | 0 | 0 | 0 | 0 |  | 0 | 0 | 0 | 16.451
E02000807 | Southwark 001 | 239.2203 | 8190.5986 | 0 |  | 0 | 781.0958 | 6030.4598 | 363.1948 | 0 | 0 | 0 | 0 | 0 |  | 0 | 0 | 4747.6172 | 20.3522
E02000808 | Southwark 002 | 87.2727 | 2988.1045 | 40666.6849 |  | 0 | 10358.3148 | 7391.4196 | 363.1948 | 0 | 0 | 366.0531 | 0 | 0 | 187.8986 | 0 | 1076.5439 | 5253.8473 | 68.7393
E02000809 | Southwark 003 | 97.1344 | 3325.7572 | 34947.1362 |  | 0 | 23836.3592 | 7500.9221 | 363.1948 | 0 | 0 | 183.0266 | 0 | 0 |  | 0 | 1045.8709 | 6625.4572 | 77.9249
E02000810 | Southwark 004 | 81.1789 | 2721.3902 | 69361.5055 |  | 0 | 781.0958 | 1128.7182 | 0 | 0 | 0 | 0 | 0 | 0 |  | 0 | 1470.4264 | 5057.7402 | 80.6021
E02000811 | Southwark 005 | 129.5328 | 4349.4951 | 71774.7296 |  | 0 | 9626.4774 | 1330.8767 | 181.5974 | 0 | 0 | 366.0531 | 0 | 0 | 377.3856 | 0 | 1001.905 | 4818.307 | 93.9564
E02000812 | Southwark 006 | 81.5242 | 2791.2853 | 0 |  | 0 | 10245.7245 | 16256.9116 | 0 | 0 | 0 | 915.1329 | 0 | 0 |  | 0 | 0 | 5594.1844 | 35.8848
E02000813 | Southwark 007 | 276.7647 | 9476.0721 | 0 |  | 0 | 4813.2387 | 13645.6978 | 181.5974 | 0 | 0 | 2898.5956 | 0 | 0 |  | 0 | 0 | 4635.3117 | 35.9273
E02000814 | Southwark 008 | 239.2 | 8189.9031 | 0 |  | 0 | 781.0958 | 1533.0352 | 181.5974 | 0 | 0 | 0 | 0 | 0 |  | 0 | 0 | 5204.2505 | 16.1291
E02000815 | Southwark 009 | 77.6648 | 2659.1453 | 0 |  | 0 | 6290.9874 | 1533.0352 | 0 | 0 | 0 | 0 | 0 | 0 |  | 0 | 0 | 4549.7999 | 15.1106
E02000816 | Southwark 010 | 62.857 | 1905.9468 | 112348.0145 |  | 0 | 781.0958 | 1229.7975 | 0 | 0 | 0 | 0 | 0 | 0 |  | 0 | 2960.7582 | 5065.7213 | 124.3542
E02000817 | Southwark 011 | 181.2875 | 6207.0544 | 0 |  | 0 | 781.0958 | 1128.7182 | 181.5974 | 0 | 0 | 0 | 0 | 0 |  | 0 | 0 | 3898.1996 | 12.378
E02000818 | Southwark 012 | 85.3836 | 2923.4254 | 0 |  | 0 | 591.0995 | 6296.3945 | 0 | 0 | 0 | 732.1063 | 0 | 0 |  | 0 | 0 | 4527.5668 | 15.156
E02000819 | Southwark 013 | 31.4234 | 1075.8984 | 0 |  | 0 | 591.0995 | 12719.1381 | 0 | 0 | 0 | 2166.4893 | 0 | 0 |  | 0 | 0 | 4536.118 | 21.1202
E02000820 | Southwark 014 | 48.8312 | 1671.9198 | 0 |  | 0 | 4517.6889 | 5475.1257 | 0 | 0 | 0 | 183.0266 | 0 | 0 |  | 0 | 0 | 4870.1842 | 16.7668
E02000821 | Southwark 015 | 318.825 | 10859.4805 | 0 |  | 0 | 605.1733 | 6953.4096 | 0 | 0 | 0 | 2166.4893 | 0 | 0 |  | 0 | 0 | 4865.0535 | 25.7684
E02000822 | Southwark 016 | 207.7055 | 7111.5705 | 0 |  | 0 | 781.0958 | 13729.9305 | 0 | 0 | 0 | 366.0531 | 0 | 0 |  | 0 | 0 | 5104.4866 | 27.3008
E02000823 | Southwark 017 | 247.4062 | 8383.2449 | 0 |  | 0 | 499.6198 | 1516.1886 | 181.5974 | 0 | 0 | 0 | 0 | 0 |  | 0 | 0 | 4648.9936 | 15.4771
E02000824 | Southwark 018 | 115.8625 | 3966.9843 | 0 |  | 0 | 569.9888 | 7336.6684 | 0 | 0 | 0 | 0 | 0 | 0 |  | 33599.0383 | 0 | 5285.7717 | 50.8743
E02000825 | Southwark 019 | 99.1047 | 3393.2182 | 0 |  | 0 | 781.0958 | 6030.4598 | 0 | 0 | 0 | 0 | 0 | 0 |  | 0 | 0 | 5163.7749 | 15.4677
E02000826 | Southwark 020 | 66.5641 | 2210.5645 | 0 |  | 0 | 6079.8804 | 1330.8767 | 181.5974 | 0 | 0 | 366.0531 | 0 | 0 |  | 0 | 0 | 5384.3954 | 15.6199
E02000827 | Southwark 021 | 43.2859 | 1482.0553 | 0 |  | 0 | 584.0626 | 1499.3421 | 181.5974 | 0 | 0 | 732.1063 | 0 | 0 |  | 0 | 0 | 6012.6224 | 10.5351
E02000828 | Southwark 022 | 80.2141 | 2616.7213 | 0 |  | 0 | 696.653 | 7117.6634 | 363.1948 | 0 | 0 | 1464.2126 | 0 | 0 |  | 0 | 0 | 4641.0125 | 16.9797
E02000829 | Southwark 023 | 113.8312 | 3861.2723 | 0 |  | 0 | 513.6936 | 1347.7232 | 0 | 0 | 0 | 0 | 0 | 0 |  | 0 | 0 | 5321.6867 | 11.1582
E02000830 | Southwark 024 | 83.5656 | 2711.6536 | 118539.3319 |  | 0 | 577.0257 | 1566.7283 | 0 | 0 | 0 | 0 | 0 | 0 |  | 0 | 4182.5224 | 4774.981 | 132.4358
E02000831 | Southwark 025 | 52.7313 | 1805.4508 | 0 |  | 0 | 562.9519 | 6241.6432 | 0 | 0 | 0 | 2349.5159 | 0 | 0 |  | 0 | 0 | 5040.0677 | 16.0524
E02000832 | Southwark 026 | 1.7672 | 60.5062 | 0 |  | 0 | 577.0257 | 1330.8767 | 0 | 0 | 0 | 0 | 0 | 0 |  | 0 | 0 | 5398.6474 | 7.3688
E02000833 | Southwark 027 | 360.0492 | 12327.6263 | 0 |  | 0 | 781.0958 | 6030.4598 | 0 | 0 | 0 | 183.0266 | 0 | 0 |  | 0 | 0 | 0 | 19.6823
E02000834 | Southwark 028 | 334.7945 | 11462.9375 | 0 |  | 0 | 605.1733 | 5803.6332 | 181.5974 | 0 | 0 | 366.0531 | 0 | 0 |  | 0 | 0 | 23459.8877 | 42.2141
E02000835 | Southwark 029 | 362.2579 | 9157.1222 | 0 |  | 0 | 781.0958 | 6030.4598 | 0 | 0 | 712.8802 | 0 | 0 | 0 |  | 0 | 0 | 4086.8958 | 21.1307
E02000836 | Southwark 030 | 141.9945 | 4861.7118 | 72100.8976 |  | 0 | 555.915 | 6515.3995 | 0 | 0 | 0 | 0 | 0 | 0 |  | 0 | 1018.182 | 4777.8314 | 89.9719
E02000837 | Southwark 031 | 668.7119 | 22895.8432 | 0 |  | 0 | 675.5423 | 6789.1558 | 181.5974 | 0 | 0 | 0 | 0 | 0 |  | 0 | 0 | 4468.2786 | 35.6791
E02000838 | Southwark 032 | 205.5625 | 6452.2611 | 0 |  | 0 | 781.0958 | 1617.2679 | 0 | 0 | 0 | 0 | 0 | 0 |  | 0 | 0 | 0 | 9.0562
E02000839 | Southwark 033 | 1275.3914 | 39049.1326 | 0 |  | 0 | 781.0958 | 6030.4598 | 363.1948 | 0 | 0 | 0 | 0 | 0 |  | 0 | 0 | 17623.9898 | 65.1233
E02000840 | Sutton 001 | 698.8109 | 23641.9469 | 0 |  | 0 | 4433.2462 | 5858.3845 | 0 | 0 | 0 | 0 | 0 | 0 |  | 0 | 0 | 0 | 34.6324
E02000841 | Sutton 002 | 460.6773 | 15773.0051 | 0 |  | 0 | 450.3615 | 1533.0352 | 363.1948 | 0 | 0 | 0 | 0 | 0 |  | 0 | 0 | 0 | 18.5803
E02000842 | Sutton 003 | 480.4414 | 15449.9574 | 0 |  | 0 | 654.4316 | 5475.1257 | 0 | 0 | 0 | 2166.4893 | 0 | 0 |  | 0 | 0 | 50771.7986 | 74.9982
E02000843 | Sutton 004 | 321.3945 | 9533.2114 | 0 |  | 0 | 492.5829 | 1617.2679 | 0 | 0 | 0 | 0 | 0 | 0 |  | 0 | 0 | 0 | 11.9645
E02000844 | Sutton 005 | 130.2844 | 3373.0494 | 0 |  | 0 | 5868.7735 | 1347.7232 | 181.5974 | 0 | 0 | 0 | 0 | 0 |  | 0 | 0 | 0 | 10.9014
E02000845 | Sutton 006 | 358.7391 | 11188.7875 | 0 |  | 0 | 689.6161 | 6405.897 | 0 | 0 | 0 | 549.0797 | 0 | 0 |  | 0 | 0 | 4899.8283 | 24.0919
E02000846 | Sutton 007 | 562.3719 | 17389.9824 | 0 |  | 0 | 690.7889 | 5885.7601 | 0 | 0 | 0 | 0 | 0 | 0 |  | 0 | 0 | 0 | 24.5289
E02000847 | Sutton 008 | 55.4531 | 1897.9488 | 0 |  | 0 | 633.3209 | 6022.6382 | 0 | 0 | 0 | 549.0797 | 0 | 0 |  | 0 | 0 | 4957.9764 | 14.1164
E02000848 | Sutton 009 | 77.1266 | 2600.3777 | 0 |  | 0 | 4222.1392 | 13477.2324 | 181.5974 | 0 | 0 | 0 | 0 | 0 |  | 0 | 0 | 0 | 20.5585
E02000849 | Sutton 010 | 366.6102 | 10546.8649 | 0 |  | 0 | 689.6161 | 1516.1886 | 181.5974 | 0 | 0 | 0 | 0 | 0 |  | 0 | 0 | 0 | 13.3009
E02000850 | Sutton 011 | 999.7914 | 31263.9954 | 0 |  | 91991.3969 | 647.3947 | 13561.4651 | 181.5974 | 0 | 0 | 2166.4893 | 0 | 546835.86 |  | 33599.0383 | 0 | 5920.2696 | 727.1673
E02000851 | Sutton 012 | 117.6703 | 4028.8815 | 0 |  | 0 | 4939.9029 | 7829.4297 | 363.1948 | 0 | 0 | 2898.5956 | 8417.7384 | 0 |  | 0 | 0 | 0 | 28.5954
E02000852 | Sutton 013 | 104.2234 | 3401.5639 | 0 |  | 0 | 690.7889 | 5885.7601 | 0 | 0 | 0 | 0 | 0 | 0 |  | 0 | 0 | 0 | 10.0823
E02000853 | Sutton 014 | 474.1852 | 13163.2385 | 0 |  | 0 | 4517.6889 | 1111.8717 | 181.5974 | 0 | 0 | 0 | 0 | 0 |  | 0 | 0 | 0 | 19.4486
E02000854 | Sutton 015 | 201.922 | 5583.8045 | 0 |  | 0 | 661.4685 | 1583.5748 | 181.5974 | 0 | 0 | 366.0531 | 0 | 0 |  | 0 | 0 | 0 | 8.5784
E02000855 | Sutton 016 | 30.6231 | 289.7336 | 0 |  | 0 | 5024.3456 | 5967.887 | 181.5974 | 0 | 0 | 549.0797 | 0 | 0 |  | 0 | 0 | 0 | 12.0433
E02000856 | Sutton 017 | 42.382 | 1451.1067 | 0 |  | 0 | 654.4316 | 6789.1558 | 0 | 0 | 0 | 915.1329 | 0 | 0 |  | 0 | 0 | 0 | 9.8522
E02000857 | Sutton 018 | 24.7203 | 846.392 | 0 |  | 0 | 690.7889 | 5885.7601 | 363.1948 | 0 | 0 | 183.0266 | 0 | 0 |  | 0 | 0 | 0 | 7.9939
E02000858 | Sutton 019 | 934.7508 | 32004.6754 | 0 |  | 0 | 633.3209 | 5694.1307 | 181.5974 | 0 | 0 | 0 | 71223.6626 | 0 |  | 0 | 0 | 0 | 110.6721
E02000859 | Sutton 020 | 122.7078 | 2506.141 | 0 |  | 0 | 675.5423 | 1533.0352 | 181.5974 | 0 | 0 | 183.0266 | 0 | 0 |  | 0 | 0 | 0 | 5.2021
E02000860 | Sutton 021 | 120.4937 | 3115.0285 | 0 |  | 0 | 690.7889 | 6515.3995 | 0 | 0 | 0 | 0 | 0 | 0 |  | 0 | 0 | 0 | 10.4417
E02000861 | Sutton 022 | 258.9438 | 8865.904 | 0 |  | 0 | 690.7889 | 5475.1257 | 0 | 0 | 0 | 366.0531 | 0 | 0 |  | 0 | 0 | 0 | 15.6568
E02000862 | Sutton 023 | 1056.3211 | 36048.8573 | 0 |  | 0 | 4306.582 | 1482.4956 | 363.1948 | 0 | 0 | 0 | 0 | 0 |  | 0 | 0 | 0 | 43.2575
E02000863 | Sutton 024 | 3894.6273 | 131583.7017 | 0 |  | 0 | 690.7889 | 5885.7601 | 363.1948 | 0 | 0 | 0 | 0 | 0 |  | 0 | 0 | 0 | 142.4181
E02000864 | Tower Hamlets 001 | 0.92422 | 31.6441 | 0 |  | 0 | 4433.2462 | 7008.1608 | 0 | 0 | 0 | 0 | 0 | 0 |  | 0 | 0 | 4529.277 | 16.0033
E02000865 | Tower Hamlets 002 | 23.9484 | 819.964 | 0 |  | 0 | 941.2556 | 1499.3421 | 181.5974 | 0 | 0 | 0 | 0 | 0 |  | 0 | 0 | 3905.0406 | 7.3711
E02000866 | Tower Hamlets 003 | 649.4799 | 22237.3653 | 0 |  | 0 | 941.2556 | 6241.6432 | 181.5974 | 0 | 0 | 0 | 0 | 0 |  | 0 | 0 | 5122.1591 | 35.3735
E02000867 | Tower Hamlets 004 | 60.9578 | 2087.1178 | 0 |  | 0 | 696.653 | 1516.1886 | 181.5974 | 0 | 0 | 0 | 0 | 0 |  | 0 | 0 | 4770.9905 | 9.3135
E02000868 | Tower Hamlets 005 | 2.635 | 90.2205 | 0 |  | 0 | 5108.7884 | 7555.6734 | 363.1948 | 0 | 0 | 366.0531 | 0 | 0 | 189.5957 | 0 | 0 | 3732.3067 | 17.4085
E02000869 | Tower Hamlets 006 | 6.4197 | 219.8008 | 0 |  | 0 | 5108.7884 | 6077.3895 | 0 | 0 | 0 | 0 | 0 | 0 |  | 0 | 0 | 2934.1962 | 14.3466
E02000870 | Tower Hamlets 007 | 23.4188 | 598.7508 | 0 |  | 0 | 5024.3456 | 1634.1144 | 0 | 0 | 0 | 0 | 0 | 0 | 188.3325 | 0 | 0 | 3697.5319 | 11.1665
E02000871 | Tower Hamlets 008 | 78.8937 | 2527.0052 | 0 |  | 0 | 941.2556 | 1314.0302 | 0 | 0 | 635.7787 | 2166.4893 | 0 | 0 |  | 0 | 0 | 4651.2739 | 12.3147
E02000872 | Tower Hamlets 009 | 63.1313 | 2161.5335 | 0 |  | 0 | 4982.1243 | 5803.6332 | 0 | 0 | 0 | 0 | 0 | 0 |  | 0 | 0 | 3795.0154 | 16.8054
E02000873 | Tower Hamlets 010 | 56.2961 | 1927.5065 | 0 |  | 0 | 4855.4601 | 5694.1307 | 0 | 0 | 0 | 0 | 0 | 0 |  | 0 | 0 | 4979.0693 | 17.5125
E02000874 | Tower Hamlets 011 | 71.4797 | 2447.3734 | 0 |  | 0 | 941.2556 | 7172.4146 | 0 | 0 | 0 | 0 | 0 | 0 |  | 0 | 0 | 4143.9037 | 14.7764
E02000875 | Tower Hamlets 012 | 71.0023 | 2428.5956 | 55518.4788 |  | 0 | 8782.0495 | 1482.4956 | 0 | 0 | 0 | 0 | 0 | 0 |  | 0 | 1212.476 | 5101.0662 | 74.5962
E02000876 | Tower Hamlets 013 | 135.0477 | 4623.8596 | 0 |  | 0 | 5277.674 | 6953.4096 | 363.1948 | 0 | 0 | 183.0266 | 0 | 0 |  | 0 | 0 | 4064.6627 | 21.6009
E02000877 | Tower Hamlets 014 | 277.9563 | 9516.8677 | 0 |  | 0 | 4728.7959 | 5803.6332 | 181.5974 | 0 | 0 | 0 | 0 | 0 |  | 0 | 0 | 5259.5481 | 25.7684
E02000878 | Tower Hamlets 015 | 70.9719 | 2429.9865 | 38919.7179 |  | 0 | 10302.0196 | 7391.4196 | 363.1948 | 0 | 0 | 366.0531 | 19496.0056 | 0 |  | 0 | 1678.4387 | 5485.2994 | 86.5031
E02000879 | Tower Hamlets 016 | 99.6328 | 3411.3005 | 0 |  | 0 | 4771.0173 | 1381.4163 | 0 | 0 | 0 | 0 | 0 | 0 |  | 0 | 0 | 4179.2486 | 13.8426
E02000880 | Tower Hamlets 017 | 15.1531 | 518.8237 | 0 |  | 0 | 4433.2462 | 5694.1307 | 0 | 0 | 0 | 183.0266 | 0 | 0 |  | 0 | 0 | 3441.5664 | 14.2859
E02000881 | Tower Hamlets 018 | 72.7797 | 2491.8837 | 0 |  | 0 | 4602.1317 | 6536.909 | 181.5974 | 0 | 0 | 0 | 4514.1758 | 0 |  | 0 | 0 | 3844.0422 | 22.2435
E02000882 | Tower Hamlets 019 | 138.1859 | 4731.3104 | 0 |  | 0 | 4644.3531 | 1448.8025 | 0 | 0 | 0 | 183.0266 | 0 | 0 |  | 0 | 0 | 4566.9022 | 15.7126
E02000883 | Tower Hamlets 020 | 49.0648 | 1679.9177 | 0 |  | 0 | 941.2556 | 1448.8025 | 0 | 0 | 635.7787 | 366.0531 | 154768.6263 | 0 |  | 0 | 0 | 4483.1006 | 164.3726
E02000884 | Tower Hamlets 021 | 59.7188 | 2044.6939 | 0 |  | 0 | 4982.1243 | 1634.1144 | 0 | 0 | 0 | 0 | 0 | 0 |  | 0 | 0 | 4462.0077 | 13.1827
E02000885 | Tower Hamlets 022 | 32.5203 | 714.2519 | 0 |  | 0 | 4728.7959 | 5475.1257 | 181.5974 | 0 | 0 | 0 | 0 | 0 |  | 0 | 0 | 4037.2989 | 15.1696
E02000886 | Tower Hamlets 023 | 77.7664 | 2662.6226 | 0 |  | 0 | 5108.7884 | 1583.5748 | 0 | 0 | 0 | 732.1063 | 0 | 0 |  | 0 | 0 | 3829.2201 | 13.9941
E02000887 | Tower Hamlets 024 | 116.8273 | 4000.0193 | 0 |  | 0 | 4728.7959 | 5694.1307 | 0 | 0 | 0 | 0 | 0 | 0 |  | 0 | 0 | 4423.8124 | 18.9636
E02000888 | Tower Hamlets 025 | 75.2375 | 2576.0361 | 0 |  | 0 | 5235.4526 | 5913.1357 | 181.5974 | 0 | 0 | 0 | 0 | 0 |  | 0 | 0 | 4428.9431 | 18.4104
E02000889 | Tower Hamlets 026 | 107.9406 | 3695.7494 | 0 |  | 0 | 8500.5736 | 6296.3945 | 181.5974 | 0 | 0 | 0 | 0 | 0 |  | 0 | 0 | 3379.9979 | 22.1623
E02000890 | Tower Hamlets 027 | 108.6516 | 3720.091 | 0 |  | 0 | 10752.3812 | 14824.9556 | 363.1948 | 0 | 0 | 4911.888 | 0 | 0 |  | 0 | 0 | 2974.1017 | 37.6553
E02000891 | Tower Hamlets 028 | 200.1086 | 6851.4632 | 0 |  | 0 | 6290.9874 | 14656.4902 | 363.1948 | 0 | 0 | 2166.4893 | 73295.3858 | 0 |  | 0 | 0 | 6091.8633 | 109.916
E02000892 | Tower Hamlets 029 | 173.6312 | 5944.9127 | 1034804.3152 |  | 0 | 24683.8742 | 31587.2634 | 181.5974 | 0 | 0 | 1098.1594 | 70656.6647 | 0 |  | 0 | 13614.8306 | 5762.9278 | 1188.5082
E02000893 | Tower Hamlets 030 | 37.2712 | 687.0502 | 0 |  | 0 | 941.2556 | 6536.909 | 0 | 0 | 0 | 0 | 0 | 0 |  | 0 | 0 | 3972.88 | 12.1754
E02000894 | Tower Hamlets 031 | 80.5289 | 2757.2071 | 0 |  | 0 | 23518.5411 | 6536.909 | 0 | 0 | 0 | 0 | 0 | 0 |  | 0 | 0 | 5570.2411 | 38.4634
E02000895 | Waltham Forest 001 | 831.9695 | 27580.4168 | 0 |  | 0 | 640.3578 | 5561.8151 | 0 | 0 | 0 | 0 | 0 | 0 |  | 0 | 0 | 4264.7604 | 38.8793
E02000896 | Waltham Forest 002 | 1048.1453 | 35383.6363 | 0 |  | 0 | 4348.8034 | 6843.9071 | 181.5974 | 0 | 0 | 366.0531 | 0 | 0 |  | 0 | 0 | 0 | 48.1721
E02000897 | Waltham Forest 003 | 712.7352 | 22504.1513 | 0 |  | 0 | 640.3578 | 5561.8151 | 0 | 0 | 0 | 0 | 0 | 0 |  | 0 | 0 | 8571.7066 | 37.9908
E02000898 | Waltham Forest 004 | 354.707 | 11254.5098 | 0 |  | 0 | 640.3578 | 5561.8151 | 363.1948 | 0 | 0 | 0 | 0 | 0 |  | 0 | 0 | 3995.1131 | 22.1697
E02000899 | Waltham Forest 005 | 139.7805 | 4127.2911 | 0 |  | 0 | 541.8412 | 5639.3794 | 0 | 0 | 0 | 183.0266 | 0 | 0 |  | 0 | 0 | 4180.9588 | 14.8123
E02000900 | Waltham Forest 006 | 468.3758 | 13614.2535 | 0 |  | 0 | 4897.6815 | 14824.9556 | 181.5974 | 0 | 0 | 915.1329 | 0 | 0 |  | 0 | 0 | 4225.995 | 39.128
E02000901 | Waltham Forest 007 | 198.4125 | 6290.5633 | 0 |  | 0 | 633.3209 | 1650.961 | 0 | 0 | 0 | 0 | 0 | 0 |  | 0 | 0 | 4760.7291 | 13.534
E02000902 | Waltham Forest 008 | 464.4961 | 15903.7542 | 0 |  | 0 | 640.3578 | 6132.1407 | 181.5974 | 0 | 0 | 0 | 0 | 0 |  | 0 | 0 | 4301.2454 | 27.6236
E02000903 | Waltham Forest 009 | 916.693 | 27855.4768 | 66004.945 |  | 0 | 640.3578 | 1381.4163 | 0 | 0 | 0 | 0 | 0 | 0 |  | 0 | 1063.8811 | 4740.2062 | 102.603
E02000904 | Waltham Forest 010 | 327.0922 | 9409.7647 | 0 |  | 0 | 640.3578 | 6077.3895 | 181.5974 | 0 | 0 | 0 | 0 | 0 |  | 0 | 0 | 0 | 16.6362
E02000905 | Waltham Forest 011 | 344.7844 | 10727.6882 | 0 |  | 0 | 591.0995 | 1600.4213 | 0 | 0 | 0 | 0 | 0 | 0 |  | 0 | 0 | 8449.1397 | 21.7131
E02000906 | Waltham Forest 012 | 35.5672 | 1217.0797 | 0 |  | 0 | 4897.6815 | 1347.7232 | 181.5974 | 0 | 0 | 0 | 0 | 0 |  | 0 | 0 | 4877.0252 | 12.5567
E02000907 | Waltham Forest 013 | 96.6672 | 2174.3998 | 0 |  | 0 | 562.9519 | 1364.5698 | 0 | 0 | 0 | 0 | 0 | 0 |  | 0 | 0 | 0 | 4.1986
E02000908 | Waltham Forest 014 | 687.568 | 23206.2324 | 0 |  | 0 | 640.3578 | 1297.1836 | 181.5974 | 0 | 0 | 0 | 0 | 0 | 184.6452 | 0 | 0 | 4776.6913 | 30.9743
E02000909 | Waltham Forest 015 | 260.9344 | 8340.821 | 0 |  | 0 | 584.0626 | 1330.8767 | 0 | 0 | 0 | 183.0266 | 0 | 0 |  | 0 | 0 | 0 | 10.6997
E02000910 | Waltham Forest 016 | 25.8984 | 886.7295 | 102830.8146 |  | 0 | 527.7674 | 5529.8769 | 0 | 0 | 0 | 183.0266 | 0 | 0 |  | 0 | 1603.7569 | 0 | 111.5879
E02000911 | Waltham Forest 017 | 76.0703 | 2096.8544 | 0 |  | 0 | 569.9888 | 7062.9121 | 363.1948 | 0 | 0 | 3264.6488 | 0 | 0 |  | 0 | 0 | 20172.2426 | 33.6059
E02000912 | Waltham Forest 018 | 1184.9398 | 38201.6974 | 53808.83 |  | 0 | 640.3578 | 5561.8151 | 363.1948 | 0 | 0 | 366.0531 | 0 | 0 |  | 0 | 2320.5415 | 4561.7715 | 107.0092
E02000913 | Waltham Forest 019 | 45.7133 | 1565.1645 | 0 |  | 0 | 612.2102 | 1617.2679 | 0 | 0 | 0 | 0 | 0 | 0 |  | 0 | 0 | 0 | 3.8404
E02000914 | Waltham Forest 020 | 66.1883 | 2266.2024 | 0 |  | 0 | 675.5423 | 5639.3794 | 181.5974 | 0 | 0 | 2166.4893 | 0 | 0 |  | 0 | 0 | 0 | 10.9954
E02000915 | Waltham Forest 021 | 584.5531 | 19910.3806 | 0 |  | 0 | 640.3578 | 6296.3945 | 0 | 0 | 0 | 0 | 0 | 0 |  | 0 | 0 | 0 | 27.4317
E02000916 | Waltham Forest 022 | 1491.8008 | 45940.2379 | 0 |  | 0 | 640.3578 | 1364.5698 | 363.1948 | 0 | 0 | 0 | 0 | 0 |  | 0 | 0 | 18772.1287 | 68.5723
E02000917 | Waltham Forest 023 | 86.7648 | 2970.7177 | 0 |  | 0 | 640.3578 | 5967.887 | 0 | 0 | 0 | 0 | 0 | 0 |  | 0 | 0 | 0 | 9.6657
E02000918 | Waltham Forest 024 | 32.8554 | 824.8302 | 0 |  | 0 | 548.8781 | 1634.1144 | 181.5974 | 0 | 0 | 2166.4893 | 0 | 0 |  | 0 | 0 | 0 | 5.3888
E02000919 | Waltham Forest 025 | 28.1836 | 924.2851 | 0 |  | 0 | 640.3578 | 1482.4956 | 0 | 0 | 0 | 0 | 0 | 0 |  | 0 | 0 | 0 | 3.0753
E02000920 | Waltham Forest 026 | 711.5672 | 20854.1389 | 0 |  | 0 | 4264.3606 | 12971.8362 | 181.5974 | 0 | 0 | 2532.5425 | 0 | 0 |  | 0 | 0 | 9426.825 | 50.9429
E02000921 | Waltham Forest 027 | 49.0344 | 1613.4999 | 0 |  | 0 | 689.6161 | 1229.7975 | 181.5974 | 0 | 0 | 0 | 0 | 0 |  | 0 | 0 | 0 | 3.7635
E02000922 | Waltham Forest 028 | 0.087228 | 2.9866 | 0 |  | 0 | 640.3578 | 1229.7975 | 0 | 0 | 0 | 0 | 0 | 0 |  | 0 | 0 | 0 | 1.8732
E02000923 | Wandsworth 001 | 5.1086 | 174.9117 | 0 |  | 0 | 10583.4956 | 12971.8362 | 0 | 0 | 0 | 366.0531 | 0 | 0 |  | 0 | 0 | 3801.2862 | 27.9027
E02000924 | Wandsworth 002 | 525.3548 | 17987.479 | 0 |  | 0 | 6164.3232 | 5858.3845 | 0 | 0 | 0 | 183.0266 | 392.537 | 0 |  | 0 | 0 | 5331.3781 | 36.4425
E02000925 | Wandsworth 003 | 62.918 | 2154.2311 | 0 |  | 0 | 5277.674 | 5858.3845 | 0 | 0 | 0 | 0 | 0 | 0 |  | 0 | 0 | 3897.0595 | 17.2503
E02000926 | Wandsworth 004 | 124.6781 | 4268.8201 | 0 |  | 0 | 9851.6581 | 13308.767 | 0 | 0 | 0 | 366.0531 | 0 | 0 |  | 0 | 0 | 4415.8313 | 32.3358
E02000927 | Wandsworth 005 | 14.0055 | 479.5294 | 0 |  | 0 | 4686.5745 | 7172.4146 | 0 | 0 | 0 | 183.0266 | 0 | 0 |  | 0 | 0 | 3712.924 | 16.2485
E02000928 | Wandsworth 006 | 345.3023 | 11822.7121 | 0 |  | 0 | 6037.6591 | 8048.4347 | 0 | 0 | 0 | 183.0266 | 0 | 0 |  | 0 | 0 | 4876.4551 | 31.3136
E02000929 | Wandsworth 007 | 65 | 2225.5172 | 0 |  | 0 | 868.5879 | 1499.3421 | 0 | 0 | 0 | 0 | 0 | 0 |  | 0 | 0 | 3776.7728 | 8.4352
E02000930 | Wandsworth 008 | 76.8422 | 2630.9786 | 0 |  | 0 | 5193.2312 | 17015.0059 | 0 | 0 | 0 | 3447.6754 | 0 | 0 |  | 0 | 0 | 4790.3732 | 33.1541
E02000931 | Wandsworth 009 | 412.9023 | 14137.25 | 0 |  | 0 | 868.5879 | 7665.1759 | 0 | 0 | 0 | 0 | 0 | 0 |  | 0 | 0 | 4469.9888 | 27.5539
E02000932 | Wandsworth 010 | 150.7679 | 5162.1009 | 89066.0076 | 60025.7947 | 0 | 6290.9874 | 17436.1694 | 0 | 0 | 0 | 732.1063 | 0 | 0 |  | 0 | 1801.629 | 5914.5688 | 186.5801
E02000933 | Wandsworth 011 | 40.1273 | 1122.4952 | 0 |  | 0 | 9401.2966 | 7829.4297 | 0 | 0 | 0 | 0 | 0 | 0 |  | 0 | 0 | 4756.7385 | 23.1501
E02000934 | Wandsworth 012 | 19.1141 | 654.4411 | 0 |  | 0 | 612.2102 | 12719.1381 | 0 | 0 | 712.8802 | 549.0797 | 0 | 0 |  | 0 | 0 | 4707.7117 | 19.9746
E02000935 | Wandsworth 013 | 112.9767 | 3868.1766 | 0 |  | 0 | 4939.9029 | 1111.8717 | 0 | 0 | 0 | 0 | 0 | 0 |  | 0 | 0 | 3420.4735 | 13.4534
E02000936 | Wandsworth 014 | 51.9797 | 1779.7182 | 0 |  | 0 | 8556.8688 | 7080.6257 | 0 | 0 | 0 | 0 | 0 | 0 |  | 0 | 0 | 4887.2866 | 22.3565
E02000937 | Wandsworth 015 | 679.5039 | 23265.3477 | 0 |  | 0 | 4897.6815 | 16256.9116 | 0 | 0 | 0 | 0 | 0 | 0 |  | 0 | 0 | 4363.384 | 49.4628
E02000938 | Wandsworth 016 | 527.3227 | 17025.9017 | 0 |  | 0 | 6164.3232 | 876.0201 | 0 | 0 | 0 | 0 | 0 | 0 |  | 0 | 0 | 12280.07 | 36.8736
E02000939 | Wandsworth 017 | 107.3109 | 3674.1897 | 0 |  | 0 | 868.5879 | 7080.6257 | 0 | 0 | 0 | 366.0531 | 0 | 0 |  | 0 | 0 | 4485.3809 | 16.5821
E02000940 | Wandsworth 018 | 163.7492 | 5606.5645 | 0 |  | 0 | 4264.3606 | 13645.6978 | 0 | 0 | 0 | 549.0797 | 0 | 0 |  | 0 | 0 | 4573.1731 | 28.8026
E02000941 | Wandsworth 019 | 207.9188 | 7118.873 | 0 |  | 0 | 4306.582 | 1600.4213 | 0 | 0 | 0 | 0 | 0 | 0 |  | 0 | 0 | 5788.0113 | 19.0218
E02000942 | Wandsworth 020 | 28.9453 | 991.0506 | 0 |  | 0 | 4771.0173 | 14151.094 | 0 | 0 | 0 | 366.0531 | 0 | 0 |  | 0 | 0 | 15501.0159 | 35.8092
E02000943 | Wandsworth 021 | 132.8031 | 4497.2833 | 0 |  | 0 | 5573.2237 | 7610.4247 | 0 | 0 | 0 | 1098.1594 | 0 | 0 | 181.513 | 0 | 0 | 4423.8124 | 23.5172
E02000944 | Wandsworth 022 | 71.3781 | 2443.896 | 0 |  | 0 | 868.5879 | 1482.4956 | 0 | 0 | 0 | 0 | 0 | 0 |  | 0 | 0 | 4182.669 | 9.049
E02000945 | Wandsworth 023 | 297.5762 | 9579.7418 | 0 |  | 0 | 4602.1317 | 13392.9997 | 0 | 0 | 0 | 2166.4893 | 0 | 0 |  | 0 | 0 | 0 | 30.0389
E02000946 | Wandsworth 024 | 16.4174 | 9.9045 | 0 |  | 0 | 5488.781 | 1667.8075 | 0 | 0 | 0 | 0 | 0 | 0 |  | 0 | 0 | 4529.277 | 11.7122
E02000947 | Wandsworth 025 | 192.0953 | 6292.6498 | 0 |  | 0 | 4517.6889 | 5529.8769 | 0 | 0 | 0 | 183.0266 | 0 | 0 |  | 0 | 0 | 0 | 16.7153
E02000948 | Wandsworth 026 | 867.0695 | 29687.3556 | 0 |  | 0 | 5319.8954 | 1600.4213 | 0 | 0 | 0 | 0 | 0 | 0 |  | 0 | 0 | 5283.4914 | 42.7582
E02000949 | Wandsworth 027 | 387.1472 | 13255.4273 | 0 |  | 0 | 675.5423 | 16846.5405 | 0 | 0 | 0 | 366.0531 | 0 | 0 |  | 0 | 0 | 5345.0599 | 36.8758
E02000950 | Wandsworth 028 | 209.8767 | 7185.9109 | 0 |  | 0 | 868.5879 | 6679.6533 | 0 | 0 | 0 | 0 | 0 | 0 |  | 0 | 0 | 0 | 14.944
E02000951 | Wandsworth 029 | 6.3172 | 216.2924 | 71746.7028 |  | 0 | 5319.8954 | 6789.1558 | 0 | 0 | 0 | 1098.1594 | 0 | 0 | 188.6565 | 0 | 2050.5978 | 3609.1696 | 91.0249
E02000952 | Wandsworth 030 | 130.0305 | 4452.0775 | 0 |  | 0 | 598.1364 | 1533.0352 | 0 | 0 | 0 | 0 | 0 | 0 |  | 0 | 0 | 3337.8121 | 10.0511
E02000953 | Wandsworth 031 | 45.8352 | 313.6599 | 0 |  | 0 | 868.5879 | 1634.1144 | 0 | 0 | 0 | 0 | 0 | 0 |  | 0 | 0 | 3841.1918 | 6.7034
E02000954 | Wandsworth 032 | 4.8242 | 125.5331 | 0 |  | 0 | 541.8412 | 7993.6835 | 0 | 0 | 0 | 183.0266 | 0 | 0 |  | 0 | 0 | 3394.82 | 12.2437
E02000955 | Wandsworth 033 | 44.4641 | 1522.3928 | 0 |  | 0 | 4517.6889 | 13645.6978 | 0 | 0 | 0 | 732.1063 | 0 | 0 |  | 0 | 0 | 3501.4247 | 23.9638
E02000956 | Wandsworth 034 | 57.85 | 1980.7103 | 0 |  | 4107.4908 | 4306.582 | 6077.3895 | 0 | 0 | 712.8802 | 366.0531 | 0 | 0 | 182.3419 | 0 | 0 | 3753.3996 | 21.5447
E02000957 | Wandsworth 035 | 8.6125 | 294.881 | 0 |  | 0 | 640.3578 | 6734.4046 | 0 | 0 | 0 | 1281.186 | 0 | 0 |  | 0 | 0 | 5074.8425 | 14.0343
E02000958 | Wandsworth 036 | 233.5531 | 7996.5613 | 0 |  | 0 | 868.5879 | 7080.6257 | 0 | 0 | 0 | 0 | 0 | 0 |  | 0 | 0 | 4460.8675 | 20.6402
E02000959 | Wandsworth 037 | 17.4484 | 597.4123 | 0 |  | 0 | 8669.4592 | 1145.5648 | 0 | 0 | 0 | 0 | 0 | 0 |  | 0 | 0 | 3897.6296 | 14.3275
E02000960 | Westminster 001 | 1.9297 | 66.07 | 0 |  | 0 | 5404.3382 | 32176.8923 | 181.5974 | 0 | 0 | 183.0266 | 0 | 0 |  | 0 | 0 | 4595.9762 | 42.6098
E02000961 | Westminster 002 | 80.3461 | 2750.9478 | 0 |  | 0 | 5362.1168 | 16341.1443 | 0 | 0 | 0 | 0 | 0 | 0 | 369.5226 | 0 | 0 | 5902.0271 | 30.8061
E02000962 | Westminster 003 | 44.4984 | 1523.5694 | 203076.3749 |  | 0 | 10020.5437 | 21752.0926 | 0 | 0 | 0 | 0 | 0 | 0 |  | 33599.0383 | 4284.366 | 6829.5455 | 281.13
E02000963 | Westminster 004 | 24.6594 | 844.3056 | 0 |  | 0 | 8725.7543 | 6186.892 | 181.5974 | 0 | 0 | 0 | 0 | 0 |  | 0 | 0 | 5599.8852 | 21.5631
E02000964 | Westminster 005 | 15.1937 | 520.2146 | 0 |  | 0 | 5910.9949 | 6570.1508 | 0 | 0 | 0 | 366.0531 | 0 | 0 |  | 0 | 0 | 6472.106 | 19.8547
E02000965 | Westminster 006 | 178.882 | 6124.6928 | 57340.4577 |  | 0 | 5868.7735 | 7555.6734 | 181.5974 | 0 | 0 | 0 | 0 | 0 |  | 0 | 1500.2341 | 5837.0381 | 84.5873
E02000966 | Westminster 007 | 65.1727 | 2231.4287 | 0 |  | 0 | 8556.8688 | 18531.1945 | 181.5974 | 0 | 0 | 366.0531 | 0 | 0 |  | 0 | 0 | 6017.7531 | 35.9501
E02000967 | Westminster 008 | 2.6914 | 92.1503 | 0 |  | 0 | 23518.5411 | 23753.6221 | 181.5974 | 0 | 0 | 549.0797 | 0 | 0 | 376.653 | 0 | 0 | 5102.2063 | 53.5765
E02000968 | Westminster 009 | 76.8625 | 2631.674 | 0 |  | 0 | 6164.3232 | 13477.2324 | 181.5974 | 0 | 0 | 549.0797 | 0 | 0 | 193.8248 | 33599.0383 | 0 | 9121.2627 | 65.9949
E02000969 | Westminster 010 | 101.5625 | 3477.3706 | 0 |  | 0 | 5319.8954 | 21752.0926 | 363.1948 | 0 | 0 | 0 | 0 | 0 |  | 0 | 0 | 6148.3011 | 37.1624
E02000970 | Westminster 011 | 93.4173 | 3198.4905 | 140637.4485 |  | 0 | 29557.0855 | 25606.7415 | 726.3895 | 0 | 0 | 1281.186 | 0 | 0 | 181.6462 | 0 | 4552.9654 | 5658.6034 | 211.494
E02000971 | Westminster 012 | 19.7336 | 675.6531 | 0 |  | 0 | 25849.2074 | 25185.578 | 363.1948 | 0 | 0 | 183.0266 | 0 | 0 |  | 0 | 0 | 6147.161 | 58.4236
E02000972 | Westminster 013 | 40.1781 | 1375.6478 | 163207.8221 |  | 0 | 29027.3886 | 36220.062 | 2179.1686 | 0 | 0 | 1098.1594 | 0 | 0 | 724.6243 | 0 | 4204.9089 | 4898.6882 | 242.9766
E02000973 | Westminster 014 | 29.4023 | 1006.6988 | 245139.2564 |  | 0 | 8669.4592 | 20721.2448 | 181.5974 | 0 | 0 | 549.0797 | 0 | 0 |  | 0 | 6987.7521 | 5549.7183 | 288.8342
E02000974 | Westminster 015 | 82.6719 | 2830.5796 | 0 |  | 0 | 25849.2074 | 25354.0434 | 0 | 0 | 0 | 549.0797 | 0 | 0 |  | 0 | 0 | 5424.871 | 60.0905
E02000975 | Westminster 016 | 24.2227 | 829.3529 | 0 |  | 0 | 24789.8136 | 17436.1694 | 181.5974 | 0 | 0 | 915.1329 | 0 | 0 | 180.1567 | 0 | 0 | 5265.819 | 49.6223
E02000976 | Westminster 017 | 52 | 1780.4137 | 0 |  | 0 | 9401.2966 | 29060.2823 | 726.3895 | 0 | 0 | 549.0797 | 0 | 0 |  | 0 | 0 | 6432.2004 | 48.0017
E02000977 | Westminster 018 | 6.6422 | 227.42 | 268640.8195 |  | 0 | 29980.843 | 40768.628 | 1634.3765 | 0 | 0 | 2013.2923 | 0 | 0 | 564.3622 | 0 | 5773.089 | 5310.8552 | 354.9203
E02000978 | Westminster 019 | 3.6562 | 125.1853 | 414024.0204 |  | 0 | 28073.9342 | 16088.4462 | 0 | 0 | 0 | 183.0266 | 0 | 0 | 379.9565 | 0 | 10045.0033 | 6992.0179 | 475.9152
E02000979 | Westminster 020 | 0 | 0 | 0 |  | 0 | 26378.9042 | 20889.7102 | 1089.5843 | 0 | 0 | 732.1063 | 0 | 0 | 182.9077 | 0 | 0 | 6641.9895 | 55.9152
E02000980 | Westminster 021 | 68.0367 | 2329.4905 | 71245.8188 |  | 0 | 23942.2986 | 21752.0926 | 0 | 0 | 0 | 0 | 0 | 0 |  | 0 | 3072.5233 | 0 | 122.4103
E02000981 | Westminster 022 | 0.975 | 33.3828 | 0 |  | 0 | 25107.6317 | 14656.4902 | 181.5974 | 0 | 0 | 549.0797 | 0 | 0 | 190.7408 | 0 | 0 | 0 | 40.7199
E02000982 | Westminster 023 | 52.1625 | 1785.9775 | 0 |  | 0 | 29133.328 | 35798.8985 | 363.1948 | 0 | 0 | 366.0531 | 0 | 0 |  | 0 | 0 | 5756.0868 | 73.2557
E02000983 | Westminster 024 | 109.8297 | 3760.4285 | 0 |  | 0 | 24048.238 | 13477.2324 | 181.5974 | 0 | 0 | 0 | 0 | 0 |  | 0 | 0 | 0 | 41.5773

## Available heat 2050
Table 3: Annual Available Low Grade Heat (2050 Ambitious Scenario)
|  | Open Loop Ground Source Abstraction | Closed Loop Ground Source Abstraction | Air Source Heat Pumps | Rivers (10% Abstraction) | Power Stations | Building Heat Rejection |  |  | Industrial Sources Part A Processes | Industrial Sources Part B Processes | Commercial Building Sources - Non HVAC |  | Wastewater (Treatment Plants) | Tubre rejected | National Grid Infrastructure | UKPN Infrastructure | Sewer heat mining | TOTAL
[7 empty] | Office | Retail | Gyms |  |  | Supermarkets | Data Centres
Typical Temperature
Greater London Totals (GWh) |  | 296.2211 | 8048.0101 | 4217.2867 | 2813.9144 | 6212.2691 | 2430.2107 | 4860.4212 | 70.812 | 77.4511 | 22.458 | 208.2956 | 566.404 | 9722.5715 | 9.2847 | 613.2 | 406.8169 | 3034.2063 | 43609.8334
As a % of total heat demand |  | 0.4488% | 12.19% | 6.389% | 4.263% | 9.412% | 3.682% | 7.364% | 0.1073% | 0.1173% | 0.03402% | 0.3156% | 0.8581% | 14.73% | 0.01407% | 0.929% | 0.6163% | 4.597% | 66.07%
% Increase from 2013 |  | 0% | 0% | -50% | 25% | -25% | -10% | -10% | -10% | 0% | 0% | -25% | -25% | 0% | 0% | 75% | 75% | 0%
MSOA Code | MSOA Name | MWh | [16 empty] | GWh
E02000001 | City of London 001 | 8.9213 | 253.9125 | 137045.5426 | 0 | 573.9552 | 18376.3125 | 25189.4659 | 2646 | 0 | 0 | 1407.9241 | 11019.6639 | 0 | 392.3112 | 0 | 15000.793 | 4599.2869 | 216.5141
E02000002 | Barking and Dagenham 001 | 291.5656 | 8298.4062 | 0 | 0 | 0 | 3749.76 | 9351.0778 | 0 | 0 | 0 | 0 | 0 | 0 | 0 | 0 | 0 | 0 | 21.6908
E02000003 | Barking and Dagenham 002 | 535.3806 | 12577.4562 | 0 | 0 | 0 | 395.4825 | 4368.7067 | 0 | 0 | 0 | 108.3019 | 0 | 0 | 0 | 0 | 0 | 0 | 17.9853
E02000004 | Barking and Dagenham 003 | 1540.4269 | 43842.9187 | 0 | 0 | 0 | 409.1535 | 1158.7544 | 0 | 0 | 0 | 0 | 0 | 0 | 0 | 0 | 0 | 2390.0379 | 49.3413
E02000005 | Barking and Dagenham 004 | 215.5969 | 5226.7125 | 0 | 0 | 0 | 409.1535 | 911.7301 | 0 | 7789.7311 | 0 | 433.2074 | 0 | 0 | 0 | 0 | 0 | 0 | 14.9861
E02000006 | Barking and Dagenham 005 | 95.55 | 2675.1 | 0 | 0 | 0 | 351.54 | 981.8632 | 0 | 0 | 0 | 216.6037 | 0 | 0 | 0 | 0 | 0 | 0 | 4.3207
E02000007 | Barking and Dagenham 006 | 806.9831 | 22183.8125 | 0 | 0 | 0 | 312.48 | 4330.7179 | 126 | 0 | 0 | 0 | 0 | 0 | 0 | 0 | 0 | 10254.5547 | 38.0145
E02000008 | Barking and Dagenham 007 | 217.9369 | 6031.2312 | 0 | 0 | 0 | 380.835 | 900.0412 | 0 | 0 | 0 | 0 | 0 | 0 | 0 | 0 | 0 | 30730.5785 | 38.2606
E02000009 | Barking and Dagenham 008 | 47.97 | 1109.5375 | 0 | 0 | 0 | 409.1535 | 876.6635 | 0 | 0 | 0 | 0 | 0 | 0 | 0 | 0 | 0 | 0 | 2.4433
E02000010 | Barking and Dagenham 009 | 228.9625 | 6516.3938 | 0 | 0 | 0 | 409.1535 | 1158.7544 | 0 | 0 | 0 | 0 | 0 | 0 | 0 | 0 | 0 | 3399.9353 | 11.7132
E02000011 | Barking and Dagenham 010 | 417.6006 | 11885.5562 | 0 | 0 | 0 | 409.1535 | 736.3974 | 126 | 0 | 0 | 0 | 0 | 0 | 0 | 0 | 0 | 2414.8521 | 15.9896
E02000012 | Barking and Dagenham 011 | 230.1975 | 6007.6438 | 0 | 0 | 0 | 409.1535 | 1158.7544 | 0 | 0 | 0 | 0 | 0 | 0 | 0 | 0 | 0 | 0 | 7.8057
E02000013 | Barking and Dagenham 012 | 515.2469 | 13988.3125 | 0 | 0 | 0 | 409.1535 | 1158.7544 | 0 | 0 | 0 | 0 | 0 | 0 | 0 | 0 | 0 | 0 | 16.0715
E02000014 | Barking and Dagenham 013 | 369.1431 | 9837.6063 | 0 | 0 | 0 | 409.1535 | 1028.6186 | 0 | 0 | 0 | 108.3019 | 0 | 0 | 0 | 0 | 0 | 3681.5565 | 15.4344
E02000015 | Barking and Dagenham 014 | 802.8069 | 22653.7125 | 0 | 0 | 0 | 395.4825 | 958.4855 | 0 | 0 | 0 | 0 | 0 | 0 | 0 | 0 | 0 | 2959.1884 | 27.7697
E02000016 | Barking and Dagenham 015 | 229.9375 | 6544.375 | 85989.3288 | 0 | 0 | 439.425 | 3798.8754 | 126 | 0 | 0 | 3105.4518 | 0 | 0 | 0 | 0 | 5927.9746 | 0 | 106.1614
E02000017 | Barking and Dagenham 016 | 169.6175 | 4827.575 | 0 | 0 | 0 | 409.1535 | 1016.9297 | 0 | 0 | 0 | 0 | 0 | 0 | 0 | 0 | 0 | 0 | 6.4233
E02000018 | Barking and Dagenham 017 | 369.3462 | 10512.1625 | 0 | 0 | 0 | 409.1535 | 1158.7544 | 126 | 0 | 0 | 0 | 0 | 0 | 0 | 0 | 0 | 3411.7516 | 15.9872
E02000019 | Barking and Dagenham 018 | 520.5606 | 13623.8625 | 0 | 0 | 2428272 | 371.07 | 8825.0797 | 126 | 0 | 0 | 1281.9713 | 0 | 0 | 0 | 0 | 0 | 3266.4114 | 2456.287
E02000020 | Barking and Dagenham 019 | 835.38 | 23775.0438 | 0 | 0 | 0 | 409.1535 | 970.1743 | 0 | 0 | 0 | 0 | 0 | 0 | 0 | 0 | 0 | 15504.5243 | 41.4943
E02000021 | Barking and Dagenham 020 | 409.8087 | 11663.7875 | 0 | 0 | 0 | 415.0125 | 1158.7544 | 0 | 0 | 0 | 0 | 0 | 0 | 0 | 0 | 0 | 3015.9065 | 16.6633
E02000022 | Barking and Dagenham 021 | 194.1631 | 5526.1812 | 0 | 0 | 0 | 405.2475 | 4938.538 | 0 | 0 | 0 | 0 | 0 | 0 | 0 | 0 | 0 | 3200.2403 | 14.2644
E02000023 | Barking and Dagenham 022 | 536.8837 | 15280.5375 | 0 | 0 | 0 | 409.1535 | 1158.7544 | 0 | 0 | 0 | 0 | 0 | 0 | 0 | 51100 | 0 | 2462.905 | 70.9482
E02000024 | Barnet 001 | 29.6599 | 120.3548 | 0 | 0 | 0 | 3105.27 | 5394.403 | 126 | 0 | 0 | 216.6037 | 0 | 0 | 0 | 0 | 0 | 0 | 8.9923
E02000025 | Barnet 002 | 589.6638 | 15430.6187 | 0 | 0 | 0 | 3046.68 | 923.4189 | 0 | 0 | 0 | 0 | 0 | 0 | 0 | 0 | 0 | 0 | 19.9904
E02000026 | Barnet 003 | 405.4456 | 10868.2875 | 0 | 0 | 0 | 3134.565 | 935.1078 | 0 | 0 | 0 | 0 | 1433.2324 | 0 | 0 | 0 | 0 | 0 | 16.7766
E02000027 | Barnet 004 | 588.8513 | 14430.6938 | 0 | 0 | 0 | 530.8456 | 5156.9733 | 0 | 0 | 0 | 0 | 0 | 0 | 0 | 0 | 0 | 13978.6497 | 34.686
E02000028 | Barnet 005 | 68.6075 | 1905.7313 | 0 | 0 | 0 | 3134.565 | 4140.7742 | 126 | 0 | 0 | 0 | 0 | 0 | 0 | 0 | 0 | 0 | 9.3757
E02000029 | Barnet 006 | 460.3056 | 12176.0063 | 0 | 0 | 0 | 458.955 | 4672.6167 | 126 | 0 | 0 | 216.6037 | 0 | 0 | 0 | 0 | 0 | 0 | 18.1105
E02000030 | Barnet 007 | 4803.9225 | 136727.025 | 0 | 0 | 0 | 530.8456 | 5156.9733 | 252 | 0 | 0 | 0 | 0 | 0 | 0 | 0 | 0 | 3754.8174 | 151.2256
E02000031 | Barnet 008 | 432.1606 | 9992.5438 | 0 | 0 | 0 | 3486.105 | 5014.5155 | 0 | 0 | 0 | 216.6037 | 0 | 0 | 0 | 0 | 0 | 2935.9497 | 22.0779
E02000032 | Barnet 009 | 172.5831 | 4826.1875 | 0 | 0 | 0 | 530.8456 | 3988.8191 | 0 | 0 | 0 | 0 | 0 | 0 | 0 | 0 | 0 | 6570.635 | 16.0891
E02000033 | Barnet 010 | 459.6963 | 13083.6625 | 0 | 0 | 0 | 2988.09 | 1063.6851 | 126 | 0 | 559.5 | 0 | 0 | 0 | 0 | 0 | 0 | 9618.8393 | 27.8995
E02000034 | Barnet 011 | 448.1344 | 12114.9562 | 0 | 0 | 0 | 454.0725 | 1075.374 | 0 | 0 | 0 | 0 | 0 | 0 | 0 | 0 | 0 | 0 | 14.0925
E02000035 | Barnet 012 | 263.5913 | 7276.05 | 0 | 0 | 0 | 3749.76 | 10461.5183 | 0 | 0 | 0 | 108.3019 | 0 | 0 | 0 | 0 | 0 | 6621.8388 | 28.4811
E02000036 | Barnet 013 | 190.3444 | 5417.4937 | 0 | 0 | 0 | 530.8456 | 4786.583 | 0 | 0 | 0 | 0 | 0 | 0 | 0 | 0 | 0 | 0 | 10.9253
E02000037 | Barnet 014 | 600.4619 | 17090.0687 | 0 | 0 | 0 | 530.8456 | 4216.7517 | 0 | 0 | 0 | 0 | 0 | 0 | 0 | 0 | 0 | 0 | 22.4381
E02000038 | Barnet 015 | 485.0625 | 10900.2 | 0 | 0 | 0 | 415.0125 | 11045.9607 | 126 | 0 | 0 | 0 | 0 | 0 | 0 | 0 | 0 | 4052.9813 | 27.0252
E02000039 | Barnet 016 | 565.435 | 15012.5187 | 0 | 0 | 0 | 3310.335 | 4406.6954 | 0 | 0 | 0 | 108.3019 | 0 | 0 | 0 | 0 | 0 | 0 | 23.4033
E02000040 | Barnet 017 | 2395.3719 | 66630.525 | 0 | 0 | 0 | 530.8456 | 5546.358 | 0 | 0 | 0 | 0 | 0 | 0 | 0 | 0 | 0 | 0 | 75.1031
E02000041 | Barnet 018 | 90.7644 | 1808.375 | 0 | 0 | 0 | 478.485 | 11045.9607 | 126 | 0 | 0 | 324.9056 | 0 | 0 | 0 | 0 | 0 | 0 | 13.8745
E02000042 | Barnet 019 | 54.7706 | 535.3438 | 0 | 0 | 0 | 3339.63 | 9643.299 | 126 | 0 | 0 | 216.6037 | 0 | 0 | 0 | 0 | 0 | 3898.582 | 17.8142
E02000043 | Barnet 020 | 267.6944 | 6756.6625 | 0 | 0 | 0 | 530.8456 | 5156.9733 | 126 | 0 | 0 | 0 | 0 | 0 | 0 | 0 | 0 | 11970.6713 | 24.8088
E02000044 | Barnet 021 | 251.0381 | 6865.8125 | 0 | 0 | 0 | 3046.68 | 5156.9733 | 252 | 0 | 0 | 0 | 0 | 0 | 0 | 0 | 0 | 0 | 15.5725
E02000045 | Barnet 022 | 425.4575 | 8956.5438 | 0 | 0 | 0 | 3075.975 | 12740.8435 | 126 | 0 | 0 | 1498.575 | 0 | 0 | 0 | 0 | 0 | 16384.8366 | 43.2082
E02000046 | Barnet 023 | 32.6311 | 928.7318 | 0 | 0 | 0 | 4072.005 | 8825.0797 | 126 | 0 | 0 | 1281.9713 | 0 | 0 | 0 | 0 | 0 | 0 | 15.2664
E02000047 | Barnet 024 | 358.4019 | 9621.1562 | 0 | 0 | 0 | 3105.27 | 4672.6167 | 0 | 0 | 0 | 0 | 0 | 0 | 0 | 0 | 0 | 0 | 17.7574
E02000048 | Barnet 025 | 1371.9956 | 38268.8688 | 0 | 0 | 0 | 2929.5 | 9117.3009 | 0 | 0 | 559.5 | 216.6037 | 0 | 0 | 0 | 0 | 0 | 0 | 52.4638
E02000049 | Barnet 026 | 114.0831 | 3246.9812 | 0 | 0 | 0 | 530.8456 | 631.1978 | 0 | 0 | 0 | 0 | 0 | 0 | 0 | 0 | 0 | 0 | 4.5231
E02000050 | Barnet 027 | 243.75 | 926.85 | 0 | 0 | 0 | 530.8456 | 9000.4124 | 126 | 0 | 559.5 | 0 | 0 | 0 | 0 | 0 | 0 | 0 | 11.3874
E02000051 | Barnet 028 | 36.1202 | 1028.0362 | 0 | 0 | 0 | 4042.71 | 4178.7629 | 0 | 0 | 0 | 0 | 0 | 0 | 0 | 0 | 0 | 0 | 9.2856
E02000052 | Barnet 029 | 39.9944 | 968.1024 | 0 | 0 | 0 | 3339.63 | 4824.5717 | 0 | 0 | 0 | 0 | 0 | 0 | 0 | 0 | 0 | 0 | 9.1723
E02000053 | Barnet 030 | 351.4794 | 9086.7375 | 0 | 0 | 0 | 429.66 | 5166.4705 | 0 | 0 | 0 | 0 | 0 | 0 | 0 | 0 | 0 | 0 | 15.0343
E02000054 | Barnet 031 | 366.5188 | 10099.8438 | 0 | 0 | 0 | 3105.27 | 3912.8416 | 0 | 0 | 0 | 0 | 0 | 0 | 0 | 0 | 0 | 0 | 17.4845
E02000055 | Barnet 032 | 30.4363 | 866.2625 | 0 | 0 | 0 | 3193.155 | 4064.7966 | 252 | 0 | 0 | 433.2074 | 0 | 0 | 0 | 0 | 0 | 0 | 8.8399
E02000056 | Barnet 033 | 215.3618 | 5408.7223 | 0 | 0 | 0 | 530.8456 | 5394.403 | 0 | 0 | 559.5 | 0 | 0 | 0 | 0 | 0 | 0 | 0 | 12.1088
E02000057 | Barnet 034 | 181.4231 | 5163.5813 | 0 | 0 | 0 | 530.8456 | 3798.8754 | 252 | 0 | 0 | 0 | 0 | 0 | 0 | 0 | 0 | 0 | 9.9267
E02000058 | Barnet 035 | 32.6597 | 407.613 | 0 | 0 | 0 | 3779.055 | 9526.4105 | 0 | 0 | 559.5 | 216.6037 | 0 | 0 | 0 | 0 | 0 | 0 | 14.5218
E02000059 | Barnet 036 | 745.8831 | 19191.9 | 0 | 0 | 0 | 2958.795 | 5090.493 | 0 | 0 | 0 | 108.3019 | 0 | 0 | 0 | 0 | 0 | 4002.5652 | 32.0979
E02000060 | Barnet 037 | 81.2744 | 2291.4563 | 0 | 0 | 0 | 5898.06 | 4178.7629 | 0 | 0 | 0 | 108.3019 | 0 | 0 | 0 | 0 | 0 | 0 | 12.5579
E02000061 | Barnet 038 | 60.2507 | 1379.5157 | 0 | 0 | 0 | 3691.17 | 10286.1856 | 126 | 0 | 0 | 108.3019 | 0 | 0 | 0 | 0 | 0 | 0 | 15.6514
E02000062 | Barnet 039 | 361.9931 | 9641.9688 | 0 | 0 | 0 | 530.8456 | 19987.9289 | 126 | 0 | 0 | 1498.575 | 0 | 0 | 0 | 0 | 0 | 14941.6759 | 47.089
E02000063 | Barnet 040 | 321.1569 | 6914.8375 | 0 | 0 | 0 | 419.895 | 5156.9733 | 0 | 0 | 0 | 0 | 0 | 0 | 0 | 0 | 0 | 0 | 12.8129
E02000064 | Barnet 041 | 203.7506 | 5793.9688 | 0 | 0 | 0 | 395.4825 | 4064.7966 | 126 | 0 | 0 | 0 | 0 | 0 | 0 | 0 | 0 | 0 | 10.584
E02000065 | Bexley 001 | 1848.0475 | 52598.275 | 0 | 234196.4151 | 0 | 385.7175 | 3871.3994 | 0 | 0 | 0 | 0 | 0 | 1843653.6644 | 0 | 0 | 0 | 6192.9081 | 2142.7464
E02000066 | Bexley 002 | 366.99 | 10338.9562 | 0 | 0 | 0 | 418.9185 | 3871.3994 | 0 | 0 | 0 | 0 | 0 | 0 | 0 | 0 | 0 | 6874.707 | 21.871
E02000067 | Bexley 003 | 534.1131 | 13942.2938 | 0 | 0 | 819279 | 3075.975 | 4216.7517 | 126 | 0 | 0 | 0 | 0 | 0 | 0 | 0 | 0 | 0 | 841.1741
E02000068 | Bexley 004 | 222.8931 | 6342.4937 | 17169.6047 | 0 | 8035.3728 | 356.4225 | 3874.8529 | 0 | 7789.7311 | 498.9873 | 433.2074 | 0 | 0 | 0 | 0 | 812.4393 | 0 | 45.536
E02000069 | Bexley 005 | 430.8687 | 12185.025 | 0 | 0 | 0 | 418.9185 | 1040.3074 | 0 | 0 | 0 | 0 | 0 | 0 | 0 | 0 | 0 | 0 | 14.0751
E02000070 | Bexley 006 | 200.1594 | 5186.7063 | 0 | 0 | 0 | 418.9185 | 3871.3994 | 0 | 0 | 0 | 216.6037 | 0 | 0 | 0 | 0 | 0 | 0 | 9.8938
E02000071 | Bexley 007 | 151.4744 | 4274.8875 | 0 | 0 | 0 | 418.9185 | 888.3524 | 0 | 0 | 0 | 216.6037 | 0 | 0 | 0 | 0 | 0 | 0 | 5.9502
E02000072 | Bexley 008 | 650.9181 | 18104.7938 | 0 | 0 | 0 | 322.245 | 794.8416 | 0 | 0 | 0 | 0 | 0 | 0 | 0 | 0 | 0 | 4523.2689 | 24.3961
E02000073 | Bexley 009 | 19.6706 | 306.6375 | 0 | 0 | 0 | 418.9185 | 1028.6186 | 0 | 0 | 0 | 0 | 0 | 0 | 0 | 0 | 0 | 0 | 1.7738
E02000074 | Bexley 010 | 162.1587 | 3589.6937 | 0 | 0 | 0 | 273.42 | 3871.3994 | 0 | 0 | 0 | 0 | 0 | 0 | 0 | 0 | 0 | 11140.3812 | 19.0371
E02000075 | Bexley 011 | 134.81 | 3389.8938 | 0 | 0 | 0 | 418.9185 | 4520.6617 | 0 | 0 | 0 | 0 | 0 | 0 | 0 | 0 | 0 | 0 | 8.4643
E02000076 | Bexley 012 | 527.2881 | 13357 | 0 | 0 | 0 | 418.9185 | 841.597 | 0 | 0 | 0 | 0 | 0 | 0 | 0 | 0 | 0 | 12562.6665 | 27.7075
E02000077 | Bexley 013 | 56.5175 | 1394.4375 | 0 | 0 | 0 | 418.9185 | 923.4189 | 0 | 0 | 0 | 0 | 0 | 0 | 0 | 0 | 0 | 0 | 2.7933
E02000078 | Bexley 014 | 271.6756 | 7011.2688 | 0 | 0 | 0 | 418.9185 | 3798.8754 | 0 | 0 | 0 | 0 | 0 | 0 | 0 | 0 | 0 | 2991.8801 | 14.4926
E02000079 | Bexley 015 | 84.8331 | 2414.4812 | 20949.3601 | 0 | 0 | 3017.385 | 9526.4105 | 126 | 0 | 0 | 1498.575 | 0 | 0 | 0 | 0 | 3040.9689 | 0 | 40.658
E02000080 | Bexley 016 | 9.7662 | 277.9625 | 0 | 0 | 0 | 410.13 | 1075.374 | 126 | 0 | 0 | 649.8111 | 0 | 0 | 0 | 0 | 0 | 0 | 2.549
E02000081 | Bexley 017 | 211.0082 | 5382.398 | 0 | 0 | 0 | 483.3675 | 4444.6842 | 0 | 0 | 0 | 0 | 0 | 0 | 0 | 0 | 0 | 2996.6066 | 13.5181
E02000082 | Bexley 018 | 51.7563 | 1470.75 | 0 | 0 | 0 | 418.9185 | 1028.6186 | 0 | 0 | 0 | 0 | 0 | 0 | 0 | 0 | 0 | 0 | 2.97
E02000083 | Bexley 019 | 63.3653 | 774.643 | 34248.2194 | 44171.2226 | 0 | 351.54 | 5318.4255 | 126 | 0 | 0 | 108.3019 | 0 | 0 | 0 | 0 | 1948.0316 | 3763.8765 | 90.8736
E02000084 | Bexley 020 | 526.9792 | 13780.6462 | 0 | 0 | 0 | 351.54 | 876.6635 | 126 | 0 | 0 | 1281.9713 | 0 | 0 | 0 | 0 | 0 | 14554.8899 | 31.4987
E02000085 | Bexley 021 | 327.2814 | 8271.0708 | 0 | 0 | 0 | 418.9185 | 1122.1293 | 0 | 0 | 0 | 0 | 0 | 0 | 0 | 0 | 0 | 0 | 10.1394
E02000086 | Bexley 022 | 234.6781 | 6494.2994 | 0 | 0 | 0 | 449.19 | 3950.8304 | 0 | 0 | 0 | 216.6037 | 0 | 0 | 0 | 0 | 0 | 2848.5093 | 14.1941
E02000087 | Bexley 023 | 862.3388 | 21804.7938 | 0 | 0 | 0 | 405.2475 | 3988.8191 | 0 | 0 | 0 | 0 | 0 | 0 | 0 | 0 | 0 | 2934.3742 | 29.9956
E02000088 | Bexley 024 | 334.3693 | 8202.4715 | 0 | 0 | 0 | 418.9185 | 3871.3994 | 0 | 0 | 0 | 0 | 0 | 0 | 0 | 0 | 0 | 9733.4571 | 22.5606
E02000089 | Bexley 025 | 179.01 | 2080.5563 | 0 | 0 | 0 | 418.9185 | 3871.3994 | 0 | 0 | 0 | 0 | 0 | 0 | 0 | 0 | 0 | 3023.784 | 9.5737
E02000090 | Bexley 026 | 152.1552 | 3622.7154 | 0 | 0 | 0 | 478.485 | 4178.7629 | 0 | 0 | 0 | 974.7167 | 0 | 0 | 0 | 0 | 0 | 3267.9869 | 12.6748
E02000091 | Bexley 027 | 380.2411 | 9599.1641 | 0 | 0 | 0 | 2929.5 | 4102.7854 | 0 | 7789.7311 | 263.8889 | 0 | 0 | 0 | 0 | 0 | 0 | 0 | 25.0653
E02000092 | Bexley 028 | 997.3352 | 26880.2562 | 0 | 0 | 0 | 3075.975 | 5318.4255 | 126 | 0 | 0 | 433.2074 | 0 | 0 | 0 | 51100 | 0 | 2377.4339 | 90.3086
E02000093 | Brent 001 | 106.6 | 3034 | 0 | 0 | 0 | 3398.22 | 1098.7516 | 0 | 0 | 0 | 433.2074 | 0 | 0 | 0 | 0 | 0 | 0 | 8.0708
E02000094 | Brent 002 | 123.0531 | 3502.2812 | 0 | 0 | 0 | 395.4825 | 5318.4255 | 0 | 0 | 0 | 1281.9713 | 0 | 0 | 0 | 0 | 0 | 0 | 10.6212
E02000095 | Brent 003 | 331.8656 | 8481.0938 | 0 | 0 | 0 | 3661.875 | 5546.358 | 0 | 0 | 0 | 108.3019 | 0 | 0 | 0 | 0 | 0 | 3362.5171 | 21.492
E02000096 | Brent 004 | 293.2394 | 8111.325 | 0 | 0 | 0 | 2988.09 | 9584.8548 | 0 | 0 | 0 | 0 | 0 | 0 | 0 | 0 | 0 | 8185.1316 | 29.1626
E02000097 | Brent 005 | 1028.7631 | 28666.4437 | 0 | 0 | 0 | 545.5084 | 4254.7404 | 0 | 0 | 0 | 0 | 0 | 0 | 0 | 0 | 0 | 0 | 34.4955
E02000098 | Brent 006 | 667.0381 | 18832.075 | 0 | 0 | 0 | 3339.63 | 4555.7282 | 0 | 0 | 0 | 1281.9713 | 0 | 0 | 0 | 0 | 0 | 2678.355 | 31.3548
E02000099 | Brent 007 | 103.7075 | 2951.675 | 0 | 0 | 0 | 545.5084 | 4555.7282 | 0 | 0 | 0 | 216.6037 | 0 | 0 | 0 | 0 | 0 | 2695.6855 | 11.0689
E02000100 | Brent 008 | 645.0113 | 18091.15 | 0 | 0 | 0 | 545.5084 | 4555.7282 | 126 | 0 | 0 | 0 | 0 | 0 | 0 | 0 | 0 | 0 | 23.9634
E02000101 | Brent 009 | 177.8075 | 4783.6375 | 0 | 0 | 0 | 545.5084 | 9526.4105 | 0 | 0 | 0 | 1715.1787 | 0 | 0 | 0 | 0 | 0 | 3029.6921 | 19.7782
E02000102 | Brent 010 | 395.655 | 10869.4438 | 0 | 0 | 0 | 483.3675 | 619.5089 | 0 | 0 | 0 | 0 | 0 | 0 | 0 | 0 | 0 | 8549.0728 | 20.917
E02000103 | Brent 011 | 475.5969 | 12707.65 | 0 | 0 | 0 | 545.5084 | 4555.7282 | 0 | 0 | 0 | 433.2074 | 15900.7666 | 0 | 0 | 0 | 0 | 8642.8152 | 43.2613
E02000104 | Brent 012 | 123.7275 | 3521.475 | 0 | 0 | 0 | 3398.22 | 900.0412 | 0 | 0 | 0 | 0 | 0 | 0 | 0 | 0 | 0 | 7483.245 | 15.4267
E02000105 | Brent 013 | 491.2619 | 13727.925 | 0 | 0 | 0 | 478.485 | 4596.6392 | 378 | 0 | 0 | 0 | 0 | 0 | 0 | 0 | 0 | 0 | 19.6723
E02000106 | Brent 014 | 66.4381 | 1676.1 | 0 | 0 | 0 | 545.5084 | 4862.5605 | 0 | 0 | 0 | 0 | 0 | 0 | 0 | 0 | 0 | 0 | 7.1506
E02000107 | Brent 015 | 75.4569 | 2147.6188 | 0 | 0 | 0 | 3105.27 | 4254.7404 | 0 | 0 | 0 | 216.6037 | 0 | 0 | 0 | 0 | 0 | 0 | 9.7997
E02000108 | Brent 016 | 163.9706 | 4485.325 | 0 | 0 | 0 | 545.5084 | 4555.7282 | 0 | 0 | 0 | 0 | 0 | 0 | 0 | 0 | 0 | 0 | 9.7505
E02000109 | Brent 017 | 220.9756 | 6151.7125 | 0 | 0 | 0 | 3691.17 | 4555.7282 | 0 | 0 | 0 | 433.2074 | 0 | 0 | 0 | 0 | 0 | 2924.5273 | 17.9773
E02000110 | Brent 018 | 110.6219 | 3097.3625 | 0 | 0 | 0 | 545.5084 | 1133.8182 | 0 | 0 | 0 | 0 | 0 | 0 | 0 | 0 | 0 | 0 | 4.8873
E02000111 | Brent 019 | 129.09 | 3674.1 | 0 | 0 | 0 | 3075.975 | 4406.6954 | 0 | 0 | 0 | 0 | 0 | 0 | 0 | 0 | 0 | 0 | 11.2859
E02000112 | Brent 020 | 162.435 | 4149.55 | 0 | 0 | 0 | 3573.99 | 1051.9963 | 0 | 0 | 0 | 0 | 0 | 0 | 0 | 0 | 0 | 3140.3712 | 12.0783
E02000113 | Brent 021 | 243.6037 | 5842.3 | 0 | 0 | 69300 | 545.5084 | 4555.7282 | 0 | 0 | 0 | 1281.9713 | 0 | 0 | 0 | 0 | 0 | 3280.9848 | 85.0501
E02000114 | Brent 022 | 0.33313 | 9.4812 | 0 | 0 | 0 | 439.425 | 8883.5239 | 0 | 0 | 0 | 433.2074 | 0 | 0 | 0 | 0 | 0 | 0 | 9.766
E02000115 | Brent 023 | 20.7025 | 589.225 | 0 | 0 | 0 | 2988.09 | 4555.7282 | 0 | 0 | 0 | 324.9056 | 0 | 0 | 0 | 0 | 0 | 0 | 8.4787
E02000116 | Brent 024 | 144.0861 | 4021.5922 | 0 | 0 | 0 | 3515.4 | 4710.6055 | 126 | 0 | 0 | 0 | 0 | 0 | 0 | 0 | 0 | 0 | 12.5177
E02000117 | Brent 025 | 67.5512 | 1617.3625 | 0 | 0 | 0 | 3163.86 | 1051.9963 | 0 | 0 | 0 | 0 | 0 | 0 | 0 | 0 | 0 | 0 | 5.9008
E02000118 | Brent 026 | 162.4106 | 4415.7188 | 0 | 0 | 0 | 3163.86 | 4254.7404 | 0 | 0 | 0 | 0 | 0 | 0 | 0 | 0 | 0 | 3353.458 | 15.3502
E02000119 | Brent 027 | 551.3787 | 15492.3625 | 88124.8121 | 0 | 0 | 4130.595 | 9000.4124 | 0 | 0 | 0 | 0 | 125928.3923 | 0 | 0 | 0 | 5158.7284 | 2273.4507 | 250.6601
E02000120 | Brent 028 | 14.9663 | 425.9625 | 0 | 0 | 0 | 3222.45 | 9526.4105 | 126 | 0 | 0 | 324.9056 | 0 | 0 | 0 | 0 | 0 | 2962.7333 | 16.6034
E02000121 | Brent 029 | 240.0775 | 6697 | 0 | 0 | 0 | 545.5084 | 11922.6242 | 0 | 0 | 0 | 108.3019 | 0 | 0 | 0 | 0 | 0 | 5875.8382 | 25.3894
E02000122 | Brent 030 | 89.0175 | 2468.5938 | 0 | 0 | 0 | 545.5084 | 1051.9963 | 0 | 0 | 0 | 0 | 0 | 0 | 0 | 0 | 0 | 0 | 4.1551
E02000123 | Brent 031 | 19.565 | 426.6562 | 0 | 0 | 0 | 458.955 | 1028.6186 | 126 | 0 | 0 | 216.6037 | 0 | 0 | 0 | 0 | 0 | 14236.2445 | 16.5126
E02000124 | Brent 032 | 132.1894 | 3762.3134 | 11446.6822 | 0 | 0 | 6249.6 | 4140.7742 | 378 | 0 | 0 | 108.3019 | 0 | 0 | 0 | 0 | 2698.6559 | 3139.1896 | 32.0557
E02000125 | Brent 033 | 1.5199 | 43.2591 | 0 | 0 | 0 | 545.5084 | 4330.7179 | 0 | 0 | 0 | 0 | 0 | 0 | 0 | 0 | 0 | 6101.1351 | 11.0221
E02000126 | Brent 034 | 62.4 | 1776 | 0 | 0 | 0 | 3368.925 | 3988.8191 | 0 | 0 | 0 | 0 | 0 | 0 | 0 | 0 | 0 | 2421.1541 | 11.6173
E02000127 | Bromley 001 | 17.8953 | 16.9964 | 0 | 0 | 0 | 473.8148 | 1040.3074 | 0 | 0 | 0 | 216.6037 | 0 | 0 | 0 | 0 | 0 | 3457.8351 | 5.2235
E02000128 | Bromley 002 | 671.8969 | 17913.3187 | 0 | 0 | 0 | 3251.745 | 5052.5042 | 0 | 0 | 0 | 108.3019 | 0 | 0 | 0 | 0 | 0 | 0 | 26.9978
E02000129 | Bromley 003 | 1043.3391 | 27889.4351 | 0 | 0 | 0 | 473.8148 | 4558.6504 | 0 | 0 | 0 | 216.6037 | 0 | 0 | 0 | 0 | 0 | 3045.0533 | 37.2269
E02000130 | Bromley 004 | 311.0656 | 6266.875 | 0 | 0 | 0 | 473.8148 | 1157.1959 | 0 | 0 | 0 | 216.6037 | 0 | 0 | 0 | 0 | 0 | 6131.8574 | 14.5574
E02000131 | Bromley 005 | 19.5081 | 552.225 | 0 | 0 | 0 | 375.9525 | 794.8416 | 0 | 0 | 0 | 108.3019 | 0 | 0 | 0 | 0 | 0 | 0 | 1.8508
E02000132 | Bromley 006 | 528.3362 | 15035.1812 | 0 | 0 | 0 | 444.3075 | 5470.3805 | 0 | 0 | 0 | 866.4148 | 0 | 0 | 0 | 0 | 0 | 3470.833 | 25.8155
E02000133 | Bromley 007 | 31.6773 | 90.5911 | 20688.0809 | 0 | 0 | 473.8148 | 4026.8079 | 0 | 0 | 0 | 0 | 0 | 0 | 0 | 0 | 2797.417 | 6045.5986 | 34.154
E02000134 | Bromley 008 | 118.882 | 2515.9145 | 130145.606 | 0 | 0 | 3603.285 | 13792.8398 | 0 | 0 | 0 | 216.6037 | 0 | 0 | 0 | 0 | 10562.6849 | 4283.0047 | 165.2388
E02000135 | Bromley 009 | 307.1006 | 8740.5562 | 0 | 0 | 0 | 356.4225 | 900.0412 | 0 | 0 | 0 | 108.3019 | 0 | 0 | 0 | 0 | 0 | 0 | 10.4124
E02000136 | Bromley 010 | 1333.7675 | 37398.2125 | 0 | 0 | 0 | 449.19 | 11396.6261 | 0 | 0 | 0 | 0 | 0 | 0 | 0 | 0 | 0 | 0 | 50.5778
E02000137 | Bromley 011 | 285.35 | 8121.5 | 0 | 0 | 0 | 473.8148 | 4619.195 | 0 | 0 | 0 | 0 | 0 | 0 | 0 | 0 | 0 | 6233.4773 | 19.7333
E02000138 | Bromley 012 | 257.985 | 6636.1812 | 0 | 0 | 0 | 3134.565 | 1051.9963 | 0 | 0 | 0 | 0 | 0 | 0 | 0 | 0 | 0 | 0 | 11.0807
E02000139 | Bromley 013 | 497.1606 | 11007.2687 | 0 | 0 | 0 | 478.485 | 3912.8416 | 0 | 0 | 0 | 0 | 0 | 0 | 0 | 0 | 0 | 5911.6809 | 21.8074
E02000140 | Bromley 014 | 246.8944 | 6772.1562 | 0 | 0 | 0 | 3486.105 | 3874.8529 | 0 | 0 | 0 | 108.3019 | 0 | 0 | 0 | 0 | 0 | 3130.9182 | 17.6192
E02000141 | Bromley 015 | 41.3644 | 417.6375 | 0 | 0 | 0 | 405.2475 | 4026.8079 | 0 | 0 | 0 | 0 | 0 | 0 | 0 | 0 | 0 | 0 | 4.8911
E02000142 | Bromley 016 | 26.4075 | 17.6107 | 0 | 0 | 0 | 439.425 | 5204.4593 | 0 | 0 | 0 | 1281.9713 | 0 | 0 | 0 | 0 | 0 | 3290.044 | 10.2599
E02000143 | Bromley 017 | 395.5981 | 9655.3813 | 0 | 0 | 0 | 483.3675 | 8883.5239 | 0 | 0 | 0 | 1281.9713 | 0 | 0 | 0 | 0 | 0 | 0 | 20.6998
E02000144 | Bromley 018 | 255.515 | 6860.4937 | 0 | 0 | 0 | 3573.99 | 10169.2971 | 0 | 0 | 0 | 216.6037 | 0 | 0 | 0 | 0 | 0 | 9738.1836 | 30.8141
E02000145 | Bromley 019 | 3483.6344 | 98703.05 | 0 | 0 | 0 | 473.8148 | 13617.5071 | 0 | 0 | 0 | 1281.9713 | 0 | 0 | 0 | 0 | 0 | 3104.5285 | 120.6645
E02000146 | Bromley 020 | 625.6087 | 16891.1937 | 0 | 0 | 0 | 483.3675 | 1133.8182 | 0 | 0 | 0 | 0 | 0 | 0 | 0 | 0 | 0 | 0 | 19.134
E02000147 | Bromley 021 | 54.7625 | 1545.9062 | 0 | 0 | 0 | 473.8148 | 4619.195 | 0 | 0 | 0 | 0 | 0 | 0 | 0 | 0 | 0 | 0 | 6.6937
E02000148 | Bromley 022 | 462.1175 | 12984.6875 | 0 | 0 | 0 | 3017.385 | 4786.583 | 0 | 0 | 0 | 433.2074 | 0 | 0 | 0 | 0 | 0 | 5180.2536 | 26.8642
E02000149 | Bromley 023 | 292.3213 | 6568.425 | 0 | 0 | 0 | 473.8148 | 9117.3009 | 0 | 0 | 0 | 0 | 0 | 0 | 0 | 0 | 0 | 3037.9635 | 19.4898
E02000150 | Bromley 024 | 1174.2981 | 32988.7375 | 0 | 0 | 0 | 473.8148 | 1028.6186 | 0 | 0 | 0 | 108.3019 | 0 | 0 | 0 | 0 | 0 | 0 | 35.7738
E02000151 | Bromley 025 | 156.5687 | 4155.7937 | 0 | 0 | 0 | 473.8148 | 4619.195 | 0 | 0 | 0 | 0 | 0 | 0 | 0 | 0 | 0 | 6163.3675 | 15.5687
E02000152 | Bromley 026 | 977.2669 | 26638.3812 | 0 | 0 | 0 | 473.8148 | 923.4189 | 0 | 0 | 0 | 0 | 0 | 0 | 0 | 0 | 0 | 0 | 29.0129
E02000153 | Bromley 027 | 553.6294 | 14752.5938 | 0 | 0 | 0 | 473.8148 | 4619.195 | 0 | 0 | 0 | 108.3019 | 0 | 0 | 0 | 0 | 0 | 3115.557 | 23.6231
E02000154 | Bromley 028 | 137.41 | 3894.4812 | 0 | 0 | 0 | 3251.745 | 4330.7179 | 0 | 0 | 0 | 108.3019 | 0 | 0 | 0 | 0 | 0 | 3109.255 | 14.8319
E02000155 | Bromley 029 | 78.7599 | 2241.6271 | 0 | 0 | 0 | 449.19 | 1133.8182 | 0 | 0 | 0 | 0 | 0 | 0 | 0 | 0 | 0 | 2809.1217 | 6.7125
E02000156 | Bromley 030 | 1159.5756 | 31873.4188 | 0 | 0 | 0 | 463.8375 | 4406.6954 | 126 | 0 | 0 | 541.5093 | 0 | 0 | 0 | 0 | 0 | 10499.5454 | 49.0706
E02000157 | Bromley 031 | 143.6744 | 4089.1937 | 0 | 0 | 0 | 473.8148 | 4619.195 | 0 | 0 | 0 | 0 | 0 | 0 | 0 | 0 | 0 | 0 | 9.3259
E02000158 | Bromley 032 | 427.8462 | 12177.1625 | 0 | 0 | 0 | 473.8148 | 853.2859 | 0 | 0 | 0 | 0 | 0 | 0 | 0 | 0 | 0 | 3001.727 | 16.9338
E02000159 | Bromley 033 | 64.35 | 583.675 | 0 | 0 | 0 | 473.6025 | 9935.5202 | 0 | 0 | 0 | 1390.2731 | 0 | 0 | 0 | 0 | 0 | 2756.7362 | 15.2042
E02000160 | Bromley 034 | 803.7413 | 22875.7125 | 0 | 0 | 0 | 483.3675 | 3874.8529 | 0 | 0 | 0 | 0 | 0 | 0 | 0 | 0 | 0 | 21623.3838 | 49.6611
E02000161 | Bromley 035 | 73.6775 | 2025.9813 | 0 | 0 | 0 | 473.8148 | 4619.195 | 0 | 0 | 0 | 0 | 0 | 0 | 0 | 0 | 0 | 3371.1824 | 10.5639
E02000162 | Bromley 036 | 487.4171 | 12183.5908 | 0 | 0 | 0 | 473.6025 | 4619.195 | 0 | 0 | 0 | 0 | 0 | 0 | 0 | 0 | 0 | 2683.8692 | 20.4477
E02000163 | Bromley 037 | 2206.3925 | 62327.8875 | 0 | 0 | 0 | 429.66 | 3874.8529 | 0 | 0 | 0 | 216.6037 | 0 | 0 | 0 | 0 | 0 | 3040.7207 | 72.0961
E02000164 | Bromley 038 | 283.795 | 7478.7667 | 0 | 0 | 0 | 322.245 | 4596.6392 | 0 | 0 | 0 | 324.9056 | 0 | 0 | 0 | 0 | 0 | 4768.6535 | 17.775
E02000165 | Bromley 039 | 157.8931 | 4493.8813 | 0 | 0 | 0 | 473.8148 | 1005.2409 | 0 | 0 | 0 | 0 | 0 | 0 | 0 | 0 | 0 | 2822.1196 | 8.9529
E02000166 | Camden 001 | 887.1737 | 24724.2358 | 0 | 0 | 0 | 3925.53 | 9117.3009 | 0 | 0 | 0 | 108.3019 | 0 | 0 | 0 | 0 | 0 | 12983.7196 | 51.7463
E02000167 | Camden 002 | 123.1006 | 3180.1133 | 0 | 0 | 0 | 15730.1235 | 23085.4734 | 0 | 0 | 0 | 108.3019 | 0 | 0 | 0 | 0 | 0 | 11370.7985 | 53.5979
E02000168 | Camden 003 | 12.7644 | 363.2937 | 0 | 0 | 0 | 3779.055 | 4520.6617 | 504 | 0 | 0 | 108.3019 | 0 | 0 | 130.7704 | 0 | 0 | 3274.289 | 12.6931
E02000169 | Camden 004 | 35.5794 | 1012.6437 | 0 | 0 | 0 | 849.3672 | 16247.4977 | 0 | 0 | 0 | 108.3019 | 0 | 0 | 130.7704 | 0 | 0 | 0 | 18.3842
E02000170 | Camden 005 | 0 | 0 | 0 | 0 | 0 | 4277.07 | 4558.6504 | 0 | 0 | 0 | 0 | 0 | 0 | 0 | 0 | 0 | 0 | 8.8357
E02000171 | Camden 006 | 13.4062 | 381.5625 | 0 | 0 | 0 | 6562.08 | 11032.4736 | 0 | 0 | 0 | 0 | 0 | 0 | 0 | 0 | 0 | 7323.7254 | 25.3132
E02000172 | Camden 007 | 36.7169 | 1011.025 | 0 | 0 | 0 | 3661.875 | 4254.7404 | 756 | 0 | 0 | 324.9056 | 0 | 0 | 261.5408 | 0 | 0 | 4495.3037 | 14.8021
E02000173 | Camden 008 | 20.1419 | 573.2687 | 0 | 0 | 0 | 6601.14 | 12507.0666 | 0 | 0 | 0 | 0 | 0 | 0 | 0 | 0 | 0 | 5461.8748 | 25.1635
E02000174 | Camden 009 | 31.6306 | 900.2563 | 0 | 0 | 0 | 3808.35 | 4748.5942 | 0 | 0 | 0 | 0 | 0 | 0 | 0 | 0 | 0 | 3746.1521 | 13.235
E02000175 | Camden 010 | 53.9906 | 1536.6562 | 16687.3436 | 0 | 0 | 4277.07 | 9584.8548 | 126 | 0 | 0 | 108.3019 | 0 | 0 | 0 | 0 | 3328.0752 | 3717.0053 | 39.4193
E02000176 | Camden 011 | 4.8506 | 111 | 0 | 0 | 0 | 7226.1 | 11032.4736 | 0 | 0 | 0 | 0 | 0 | 0 | 0 | 0 | 0 | 0 | 18.3744
E02000177 | Camden 012 | 33.0037 | 939.3375 | 0 | 0 | 0 | 6444.9 | 5356.4143 | 378 | 0 | 0 | 216.6037 | 0 | 0 | 0 | 0 | 0 | 0 | 13.3683
E02000178 | Camden 013 | 54.2263 | 1543.3625 | 0 | 0 | 0 | 3954.825 | 5128.4817 | 0 | 0 | 0 | 216.6037 | 0 | 0 | 0 | 0 | 0 | 9848.4688 | 20.746
E02000179 | Camden 014 | 23.725 | 536.9625 | 0 | 0 | 0 | 6640.2 | 10110.8529 | 126 | 0 | 0 | 0 | 0 | 0 | 0 | 0 | 0 | 0 | 17.4377
E02000180 | Camden 015 | 38.9106 | 1107.4562 | 0 | 0 | 0 | 4218.48 | 4064.7966 | 126 | 0 | 0 | 108.3019 | 0 | 0 | 0 | 0 | 0 | 3463.7432 | 13.1277
E02000181 | Camden 016 | 27.0725 | 770.525 | 0 | 0 | 0 | 849.3672 | 4672.6167 | 0 | 0 | 0 | 108.3019 | 0 | 0 | 0 | 0 | 0 | 3187.2424 | 9.6151
E02000182 | Camden 017 | 168.7024 | 4801.5298 | 0 | 0 | 0 | 7304.22 | 9117.3009 | 0 | 0 | 0 | 324.9056 | 0 | 0 | 261.5408 | 0 | 0 | 5530.4092 | 27.5086
E02000183 | Camden 018 | 167.7662 | 4774.8844 | 0 | 0 | 0 | 7187.04 | 12799.2878 | 0 | 0 | 0 | 433.2074 | 0 | 0 | 0 | 0 | 0 | 3379.0599 | 28.7412
E02000184 | Camden 019 | 9.4441 | 268.793 | 0 | 0 | 0 | 6093.36 | 9993.9644 | 126 | 0 | 0 | 108.3019 | 6895.7406 | 0 | 0 | 0 | 0 | 3803.2641 | 27.2989
E02000185 | Camden 020 | 43.0787 | 1226.0875 | 0 | 0 | 0 | 3896.235 | 4444.6842 | 126 | 0 | 0 | 0 | 0 | 0 | 0 | 0 | 0 | 3657.53 | 13.3936
E02000186 | Camden 021 | 11.2856 | 321.2063 | 43189.7852 | 0 | 0 | 18008.7862 | 14786.3918 | 756 | 0 | 0 | 541.5093 | 0 | 0 | 261.5408 | 0 | 7044.993 | 2689.7774 | 87.6113
E02000187 | Camden 022 | 48.7196 | 1386.6335 | 48288.5546 | 0 | 0 | 7382.34 | 17825.4921 | 0 | 0 | 0 | 324.9056 | 0 | 0 | 261.5408 | 0 | 4356.655 | 3431.0515 | 83.3059
E02000188 | Camden 023 | 64.7237 | 1625.6875 | 0 | 0 | 0 | 16685.6918 | 15779.9438 | 0 | 0 | 0 | 108.3019 | 0 | 0 | 261.5408 | 0 | 0 | 3315.6459 | 37.8415
E02000189 | Camden 024 | 2.4508 | 69.7534 | 0 | 0 | 0 | 6327.72 | 8766.6355 | 252 | 0 | 0 | 0 | 0 | 0 | 0 | 0 | 0 | 2892.6234 | 18.3112
E02000190 | Camden 025 | 76.107 | 2166.1225 | 0 | 0 | 0 | 7538.58 | 5394.403 | 126 | 0 | 0 | 216.6037 | 0 | 0 | 0 | 0 | 0 | 3361.3355 | 18.8792
E02000191 | Camden 026 | 27.4788 | 782.0875 | 0 | 0 | 1664.4701 | 17273.7337 | 15429.2784 | 252 | 0 | 0 | 758.113 | 0 | 0 | 0 | 0 | 0 | 3371.9701 | 39.5591
E02000192 | Camden 027 | 2.2079 | 62.84 | 121755.0478 | 0 | 0 | 15656.6182 | 10578.4068 | 252 | 0 | 0 | 108.3019 | 0 | 0 | 0 | 0 | 7176.1739 | 2868.597 | 158.4602
E02000193 | Camden 028 | 0 | 0 | 29909.7961 | 0 | 860.9328 | 17567.7548 | 18585.2672 | 756 | 0 | 0 | 541.5093 | 0 | 0 | 523.0816 | 0 | 4763.9219 | 3185.273 | 76.6935
E02000194 | Croydon 001 | 373.6606 | 10285.7687 | 0 | 0 | 0 | 312.48 | 3912.8416 | 252 | 0 | 0 | 108.3019 | 0 | 0 | 0 | 0 | 0 | 3007.6351 | 18.2527
E02000195 | Croydon 002 | 275.027 | 4523.3599 | 0 | 0 | 0 | 409.7933 | 701.3308 | 0 | 0 | 0 | 0 | 0 | 0 | 0 | 0 | 0 | 3351.4886 | 9.261
E02000196 | Croydon 003 | 345.2962 | 8862.6562 | 0 | 0 | 0 | 258.7725 | 4064.7966 | 0 | 0 | 0 | 0 | 0 | 0 | 0 | 0 | 0 | 2561.7678 | 16.0933
E02000197 | Croydon 004 | 88.6275 | 2522.475 | 0 | 0 | 0 | 273.42 | 1005.2409 | 252 | 0 | 0 | 324.9056 | 0 | 0 | 0 | 0 | 0 | 0 | 4.4667
E02000198 | Croydon 005 | 60.5881 | 1270.2562 | 0 | 0 | 0 | 322.245 | 631.1978 | 126 | 0 | 0 | 0 | 0 | 0 | 0 | 0 | 0 | 0 | 2.4103
E02000199 | Croydon 006 | 181.285 | 5141.8438 | 0 | 0 | 0 | 409.7933 | 818.2193 | 0 | 0 | 0 | 108.3019 | 0 | 0 | 0 | 0 | 0 | 0 | 6.6594
E02000200 | Croydon 007 | 314.2425 | 8943.825 | 0 | 0 | 0 | 473.6025 | 923.4189 | 0 | 0 | 0 | 216.6037 | 0 | 0 | 0 | 0 | 0 | 0 | 10.8717
E02000201 | Croydon 008 | 70.1188 | 1986.4375 | 0 | 0 | 0 | 278.3025 | 677.9531 | 0 | 0 | 0 | 0 | 0 | 0 | 0 | 0 | 0 | 0 | 3.0128
E02000202 | Croydon 009 | 48.7662 | 1387.9625 | 0 | 0 | 0 | 405.2475 | 970.1743 | 0 | 0 | 0 | 0 | 0 | 0 | 0 | 0 | 0 | 3767.0275 | 6.5792
E02000203 | Croydon 010 | 143 | 2732.45 | 0 | 0 | 0 | 244.125 | 876.6635 | 252 | 0 | 0 | 1281.9713 | 0 | 0 | 0 | 0 | 0 | 16526.6318 | 22.0568
E02000204 | Croydon 011 | 121.9969 | 2031.7625 | 0 | 0 | 0 | 341.775 | 1063.6851 | 0 | 0 | 559.5 | 541.5093 | 0 | 0 | 0 | 0 | 0 | 7330.0274 | 11.9903
E02000205 | Croydon 012 | 754.9913 | 21470.175 | 0 | 0 | 0 | 409.7933 | 286.3768 | 0 | 0 | 0 | 0 | 0 | 0 | 0 | 0 | 0 | 19017.1081 | 41.9384
E02000206 | Croydon 013 | 160.0706 | 2954.45 | 0 | 0 | 0 | 419.895 | 759.7751 | 0 | 0 | 0 | 0 | 0 | 0 | 0 | 0 | 0 | 0 | 4.2942
E02000207 | Croydon 014 | 401.31 | 11223.95 | 0 | 0 | 0 | 380.835 | 713.0197 | 0 | 0 | 0 | 108.3019 | 0 | 0 | 0 | 0 | 0 | 0 | 12.8274
E02000208 | Croydon 015 | 52.8044 | 1498.5 | 0 | 0 | 0 | 346.6575 | 1157.1959 | 0 | 0 | 0 | 0 | 0 | 0 | 0 | 0 | 0 | 0 | 3.0552
E02000209 | Croydon 016 | 157.2431 | 4475.3813 | 0 | 0 | 0 | 409.7933 | 4596.6392 | 0 | 0 | 0 | 0 | 0 | 0 | 0 | 0 | 0 | 3389.3007 | 13.0284
E02000210 | Croydon 017 | 30.7125 | 874.125 | 0 | 0 | 0 | 297.8325 | 923.4189 | 0 | 0 | 0 | 0 | 0 | 0 | 0 | 0 | 0 | 0 | 2.1261
E02000211 | Croydon 018 | 380.9569 | 7622.6938 | 0 | 0 | 0 | 409.7933 | 1089.5423 | 0 | 0 | 0 | 108.3019 | 0 | 0 | 0 | 0 | 0 | 0 | 9.6113
E02000212 | Croydon 019 | 54.3075 | 1545.675 | 0 | 0 | 26250 | 409.7933 | 9351.0778 | 0 | 0 | 498.9873 | 108.3019 | 0 | 0 | 0 | 0 | 0 | 3136.8263 | 41.355
E02000213 | Croydon 020 | 68.2825 | 1943.425 | 0 | 0 | 0 | 473.6025 | 14903.2803 | 126 | 0 | 0 | 649.8111 | 0 | 0 | 0 | 0 | 0 | 13339.7833 | 31.5042
E02000214 | Croydon 021 | 236.1206 | 5483.1687 | 0 | 0 | 0 | 3368.925 | 1089.5423 | 0 | 0 | 0 | 0 | 0 | 0 | 0 | 0 | 0 | 0 | 10.1778
E02000215 | Croydon 022 | 32.0613 | 912.5125 | 0 | 0 | 0 | 3427.515 | 853.2859 | 0 | 0 | 0 | 324.9056 | 0 | 0 | 0 | 0 | 0 | 0 | 5.5503
E02000216 | Croydon 023 | 798.33 | 21899.375 | 0 | 0 | 0 | 409.7933 | 1089.5423 | 0 | 0 | 0 | 216.6037 | 0 | 0 | 0 | 0 | 0 | 0 | 24.4136
E02000217 | Croydon 024 | 250.9487 | 7142.3875 | 0 | 0 | 0 | 458.955 | 5508.3693 | 126 | 0 | 0 | 1498.575 | 0 | 0 | 0 | 0 | 0 | 3218.7525 | 18.204
E02000218 | Croydon 025 | 110.7194 | 3151.2438 | 0 | 0 | 0 | 409.7933 | 1089.5423 | 126 | 0 | 0 | 108.3019 | 0 | 0 | 0 | 0 | 0 | 0 | 4.9956
E02000219 | Croydon 026 | 1744.5764 | 49653.3273 | 0 | 0 | 0 | 468.72 | 4102.7854 | 126 | 0 | 0 | 216.6037 | 0 | 0 | 0 | 0 | 0 | 0 | 56.312
E02000220 | Croydon 027 | 165.9694 | 4723.7437 | 0 | 0 | 0 | 3193.155 | 4064.7966 | 126 | 0 | 0 | 216.6037 | 0 | 0 | 0 | 0 | 0 | 3616.1731 | 16.1064
E02000221 | Croydon 028 | 1168.7894 | 33141.1312 | 0 | 0 | 0 | 444.3075 | 5622.3355 | 504 | 0 | 0 | 0 | 9167.2787 | 0 | 0 | 0 | 0 | 6626.9592 | 56.6748
E02000222 | Croydon 029 | 288.0962 | 8199.6625 | 0 | 0 | 0 | 3163.86 | 794.8416 | 126 | 0 | 0 | 0 | 0 | 0 | 0 | 0 | 0 | 5819.1201 | 18.3916
E02000223 | Croydon 030 | 230.6444 | 6564.4937 | 0 | 0 | 0 | 409.7933 | 233.7769 | 0 | 0 | 0 | 0 | 0 | 0 | 0 | 0 | 0 | 0 | 7.4387
E02000224 | Croydon 031 | 158.5838 | 3140.375 | 0 | 0 | 0 | 419.895 | 958.4855 | 126 | 0 | 0 | 0 | 0 | 0 | 0 | 0 | 0 | 8176.4663 | 12.9798
E02000225 | Croydon 032 | 479.9681 | 12963.4125 | 0 | 0 | 0 | 234.36 | 1089.5423 | 252 | 0 | 0 | 0 | 0 | 0 | 0 | 0 | 0 | 0 | 15.0193
E02000226 | Croydon 033 | 935.74 | 26632.6 | 0 | 0 | 0 | 405.2475 | 4672.6167 | 0 | 0 | 0 | 324.9056 | 0 | 0 | 0 | 0 | 0 | 0 | 32.9711
E02000227 | Croydon 034 | 1.492 | 42.4657 | 0 | 0 | 0 | 409.7933 | 1089.5423 | 126 | 0 | 0 | 0 | 0 | 0 | 0 | 0 | 0 | 0 | 1.6693
E02000228 | Croydon 035 | 569.5381 | 15747.6625 | 0 | 0 | 0 | 409.7933 | 1089.5423 | 0 | 0 | 0 | 216.6037 | 0 | 0 | 0 | 0 | 0 | 0 | 18.0331
E02000229 | Croydon 036 | 239.3462 | 6672.2563 | 0 | 0 | 0 | 409.7933 | 1028.6186 | 0 | 0 | 0 | 0 | 0 | 0 | 0 | 0 | 0 | 0 | 8.35
E02000230 | Croydon 037 | 208.4794 | 4292.6938 | 0 | 0 | 0 | 3163.86 | 5622.3355 | 126 | 0 | 0 | 1281.9713 | 0 | 0 | 0 | 0 | 0 | 8598.7011 | 23.294
E02000231 | Croydon 038 | 42.5019 | 1209.6688 | 0 | 0 | 0 | 409.7933 | 1089.5423 | 252 | 0 | 0 | 216.6037 | 0 | 0 | 0 | 0 | 0 | 5442.5749 | 8.6627
E02000232 | Croydon 039 | 1429.3663 | 40681.9625 | 0 | 0 | 0 | 409.7933 | 1089.5423 | 126 | 0 | 0 | 216.6037 | 0 | 0 | 0 | 0 | 0 | 0 | 43.9533
E02000233 | Croydon 040 | 106.5594 | 3032.8438 | 0 | 0 | 0 | 3281.04 | 619.5089 | 0 | 0 | 0 | 0 | 0 | 0 | 0 | 0 | 0 | 0 | 7.04
E02000234 | Croydon 041 | 764.79 | 20702.425 | 0 | 0 | 0 | 3134.565 | 900.0412 | 0 | 0 | 0 | 0 | 0 | 0 | 0 | 0 | 0 | 2953.6741 | 28.4555
E02000235 | Croydon 042 | 1610.9925 | 45032.0062 | 0 | 0 | 0 | 409.7933 | 1089.5423 | 0 | 0 | 0 | 0 | 0 | 0 | 0 | 0 | 0 | 0 | 48.1423
E02000236 | Croydon 043 | 719.6719 | 20182.3438 | 0 | 0 | 0 | 395.4825 | 713.0197 | 0 | 0 | 0 | 0 | 0 | 0 | 0 | 0 | 0 | 2863.0827 | 24.8736
E02000237 | Croydon 044 | 728.5769 | 20736.4188 | 0 | 0 | 0 | 439.425 | 1089.5423 | 0 | 0 | 0 | 0 | 0 | 0 | 0 | 0 | 0 | 2861.5072 | 25.8555
E02000238 | Ealing 001 | 273.7556 | 7780.4062 | 0 | 0 | 0 | 561.4875 | 5094.5632 | 252 | 0 | 0 | 216.6037 | 0 | 0 | 0 | 0 | 0 | 0 | 14.1788
E02000239 | Ealing 002 | 1647.5794 | 46051.125 | 0 | 0 | 0 | 322.245 | 1075.374 | 0 | 0 | 0 | 0 | 0 | 0 | 0 | 0 | 0 | 0 | 49.0963
E02000240 | Ealing 003 | 656.3294 | 18668.8125 | 0 | 0 | 0 | 3720.465 | 5094.5632 | 0 | 0 | 0 | 216.6037 | 0 | 0 | 0 | 0 | 0 | 0 | 28.3568
E02000241 | Ealing 004 | 268.2956 | 6510.8438 | 0 | 0 | 0 | 561.4875 | 4748.5942 | 0 | 0 | 0 | 0 | 0 | 0 | 0 | 0 | 0 | 2405.3991 | 14.4946
E02000242 | Ealing 005 | 34.2631 | 519.3875 | 0 | 0 | 0 | 458.955 | 5584.3468 | 0 | 0 | 0 | 0 | 0 | 0 | 0 | 0 | 0 | 2429.0316 | 9.026
E02000243 | Ealing 006 | 1100.0844 | 30955.8187 | 0 | 0 | 0 | 5859 | 4064.7966 | 0 | 0 | 0 | 0 | 0 | 0 | 0 | 0 | 0 | 3013.9371 | 44.9936
E02000244 | Ealing 007 | 641.3875 | 18254.875 | 0 | 0 | 0 | 561.4875 | 9760.1875 | 0 | 0 | 0 | 1281.9713 | 0 | 0 | 0 | 0 | 0 | 4964.4097 | 35.4643
E02000245 | Ealing 008 | 1063.9931 | 30260.45 | 0 | 0 | 0 | 561.4875 | 5094.5632 | 0 | 0 | 0 | 0 | 0 | 0 | 0 | 0 | 0 | 0 | 36.9805
E02000246 | Ealing 009 | 1068.9088 | 30067.3563 | 0 | 0 | 0 | 3603.285 | 5204.4593 | 0 | 0 | 0 | 324.9056 | 0 | 0 | 0 | 0 | 0 | 3188.0302 | 43.4569
E02000247 | Ealing 010 | 441.4231 | 12563.5812 | 0 | 0 | 0 | 483.3675 | 3988.8191 | 126 | 0 | 0 | 0 | 0 | 0 | 0 | 0 | 0 | 6714.3996 | 24.3176
E02000248 | Ealing 011 | 321.5387 | 8475.775 | 0 | 0 | 0 | 3544.695 | 5094.5632 | 0 | 0 | 0 | 0 | 0 | 0 | 0 | 0 | 0 | 0 | 17.4366
E02000249 | Ealing 012 | 225.0219 | 4831.275 | 0 | 0 | 0 | 454.0725 | 4824.5717 | 0 | 0 | 0 | 649.8111 | 0 | 0 | 0 | 0 | 0 | 9207.633 | 20.1924
E02000250 | Ealing 013 | 272.5856 | 6722.6687 | 0 | 0 | 0 | 561.4875 | 5094.5632 | 0 | 0 | 0 | 0 | 0 | 0 | 0 | 0 | 0 | 0 | 12.6513
E02000251 | Ealing 014 | 181.3988 | 4890.9375 | 0 | 0 | 0 | 561.4875 | 5094.5632 | 126 | 0 | 0 | 0 | 0 | 0 | 0 | 0 | 0 | 0 | 10.8544
E02000252 | Ealing 015 | 147.2169 | 4060.75 | 0 | 0 | 0 | 478.485 | 5094.5632 | 252 | 0 | 498.9873 | 1390.2731 | 20835.9535 | 0 | 0 | 51100 | 0 | 3353.458 | 87.2117
E02000253 | Ealing 016 | 298.545 | 7983.4438 | 0 | 0 | 0 | 561.4875 | 5094.5632 | 126 | 0 | 0 | 216.6037 | 0 | 0 | 0 | 0 | 0 | 3687.0707 | 17.9677
E02000254 | Ealing 017 | 291.9556 | 8104.3875 | 0 | 0 | 0 | 561.4875 | 4672.6167 | 0 | 0 | 0 | 0 | 0 | 0 | 0 | 0 | 0 | 0 | 13.6304
E02000255 | Ealing 018 | 577.6794 | 15174.3937 | 0 | 0 | 0 | 3632.58 | 5094.5632 | 126 | 0 | 0 | 216.6037 | 0 | 0 | 0 | 0 | 0 | 3506.2818 | 28.3281
E02000256 | Ealing 019 | 30.6881 | 873.4312 | 0 | 0 | 0 | 6757.38 | 4900.5492 | 126 | 0 | 0 | 0 | 0 | 0 | 0 | 0 | 0 | 0 | 12.688
E02000257 | Ealing 020 | 272.2362 | 7748.2625 | 0 | 0 | 0 | 4159.89 | 14727.9476 | 126 | 0 | 0 | 758.113 | 0 | 0 | 0 | 0 | 0 | 0 | 27.7924
E02000258 | Ealing 021 | 221.3494 | 5483.6313 | 0 | 0 | 0 | 561.4875 | 5094.5632 | 0 | 0 | 0 | 0 | 0 | 0 | 0 | 0 | 0 | 0 | 11.361
E02000259 | Ealing 022 | 721.6463 | 19686.0812 | 0 | 0 | 0 | 561.4875 | 5094.5632 | 0 | 0 | 0 | 0 | 0 | 0 | 0 | 0 | 0 | 2273.8446 | 28.3376
E02000260 | Ealing 023 | 174.0863 | 4199.5 | 0 | 0 | 0 | 454.0725 | 13383.7301 | 378 | 0 | 0 | 216.6037 | 0 | 0 | 0 | 0 | 0 | 0 | 18.806
E02000261 | Ealing 024 | 386.62 | 10139.85 | 0 | 0 | 0 | 2929.5 | 1063.6851 | 126 | 0 | 0 | 216.6037 | 0 | 0 | 0 | 0 | 0 | 3717.3992 | 18.5797
E02000262 | Ealing 025 | 45.6138 | 1298.2375 | 0 | 0 | 0 | 3134.565 | 3874.8529 | 252 | 0 | 0 | 1715.1787 | 0 | 0 | 0 | 0 | 0 | 0 | 10.3204
E02000263 | Ealing 026 | 380.8269 | 10590.7875 | 0 | 0 | 0 | 3310.335 | 9935.5202 | 126 | 0 | 0 | 0 | 0 | 0 | 0 | 0 | 0 | 0 | 24.3435
E02000264 | Ealing 027 | 356.2406 | 9982.8312 | 0 | 0 | 0 | 3398.22 | 4672.6167 | 252 | 0 | 0 | 108.3019 | 0 | 0 | 0 | 0 | 0 | 0 | 18.7702
E02000265 | Ealing 028 | 44.8663 | 259.4625 | 0 | 0 | 0 | 3456.81 | 4824.5717 | 252 | 0 | 0 | 216.6037 | 0 | 0 | 0 | 0 | 0 | 0 | 9.0543
E02000266 | Ealing 029 | 494.7154 | 13052.455 | 0 | 0 | 0 | 3046.68 | 1063.6851 | 126 | 0 | 0 | 0 | 0 | 0 | 0 | 0 | 0 | 10407.7723 | 28.1913
E02000267 | Ealing 030 | 21.6571 | 58.6187 | 0 | 0 | 0 | 390.6 | 4444.6842 | 252 | 0 | 0 | 433.2074 | 0 | 0 | 0 | 0 | 0 | 2497.566 | 8.0983
E02000268 | Ealing 031 | 174.1346 | 3006.0081 | 0 | 0 | 0 | 6483.96 | 9935.5202 | 126 | 0 | 0 | 108.3019 | 0 | 0 | 0 | 0 | 0 | 0 | 19.8339
E02000269 | Ealing 032 | 54.5375 | 1552.2205 | 0 | 0 | 0 | 6015.24 | 8766.6355 | 126 | 0 | 0 | 216.6037 | 0 | 0 | 0 | 0 | 0 | 0 | 16.7312
E02000270 | Ealing 033 | 98.5075 | 2529.875 | 0 | 0 | 0 | 346.6575 | 1110.4405 | 126 | 0 | 0 | 0 | 0 | 0 | 0 | 0 | 0 | 0 | 4.2115
E02000271 | Ealing 034 | 4.5581 | 129.7312 | 0 | 0 | 0 | 2929.5 | 4292.7292 | 126 | 0 | 0 | 0 | 0 | 0 | 0 | 0 | 0 | 19990.7689 | 27.4733
E02000272 | Ealing 035 | 491.9038 | 13048.975 | 0 | 0 | 0 | 473.6025 | 4330.7179 | 126 | 0 | 0 | 0 | 0 | 0 | 0 | 0 | 0 | 9344.7017 | 27.8159
E02000273 | Ealing 036 | 122.46 | 3485.4 | 0 | 0 | 0 | 6796.44 | 4976.5267 | 126 | 0 | 0 | 0 | 0 | 0 | 0 | 0 | 0 | 2773.6729 | 18.2805
E02000274 | Ealing 037 | 118.4056 | 3370.0062 | 0 | 0 | 0 | 424.7775 | 5052.5042 | 252 | 0 | 0 | 0 | 0 | 0 | 0 | 0 | 0 | 0 | 9.2177
E02000275 | Ealing 038 | 100.1331 | 2189.0286 | 0 | 0 | 0 | 561.4875 | 8825.0797 | 0 | 0 | 0 | 0 | 0 | 0 | 0 | 0 | 0 | 0 | 11.6757
E02000276 | Ealing 039 | 137.3775 | 3221.0813 | 0 | 0 | 0 | 3808.35 | 5204.4593 | 0 | 0 | 0 | 0 | 0 | 0 | 0 | 0 | 0 | 9016.2094 | 21.3875
E02000277 | Enfield 001 | 228.4588 | 5634.6375 | 0 | 0 | 0 | 480.1125 | 970.1743 | 126 | 0 | 0 | 108.3019 | 0 | 0 | 0 | 0 | 0 | 0 | 7.5477
E02000278 | Enfield 002 | 303.7044 | 7405.7812 | 0 | 0 | 0 | 480.1125 | 4444.6842 | 0 | 0 | 0 | 216.6037 | 0 | 0 | 0 | 0 | 0 | 3347.156 | 16.198
E02000279 | Enfield 003 | 678.0231 | 19004.3563 | 0 | 0 | 0 | 3544.695 | 1051.9963 | 126 | 0 | 0 | 108.3019 | 0 | 0 | 0 | 0 | 0 | 6883.3723 | 31.3967
E02000280 | Enfield 004 | 161.2858 | 3048.4666 | 0 | 0 | 0 | 424.7775 | 864.9747 | 126 | 0 | 0 | 0 | 0 | 0 | 0 | 0 | 0 | 9250.1716 | 13.8757
E02000281 | Enfield 005 | 523.0866 | 11633.9313 | 0 | 0 | 0 | 2958.795 | 4817.788 | 0 | 0 | 0 | 0 | 0 | 0 | 0 | 0 | 0 | 0 | 19.9336
E02000282 | Enfield 006 | 380.5831 | 10696.0063 | 0 | 0 | 0 | 483.3675 | 4482.6729 | 0 | 0 | 559.5 | 108.3019 | 0 | 0 | 0 | 0 | 0 | 3301.4664 | 20.0119
E02000283 | Enfield 007 | 200.5656 | 5566.4187 | 0 | 0 | 0 | 480.1125 | 4817.788 | 0 | 0 | 0 | 0 | 0 | 0 | 0 | 0 | 0 | 3318.7969 | 14.3837
E02000284 | Enfield 008 | 184.8762 | 5261.8625 | 0 | 0 | 0 | 3193.155 | 10519.9626 | 0 | 0 | 0 | 0 | 0 | 0 | 0 | 0 | 0 | 0 | 19.1599
E02000285 | Enfield 009 | 40.8362 | 1156.25 | 0 | 0 | 0 | 483.3675 | 4817.788 | 0 | 0 | 0 | 1281.9713 | 0 | 0 | 0 | 0 | 0 | 0 | 7.7802
E02000286 | Enfield 010 | 300.8444 | 7952.4563 | 0 | 0 | 0 | 3456.81 | 5584.3468 | 0 | 0 | 0 | 108.3019 | 0 | 0 | 0 | 0 | 0 | 0 | 17.4028
E02000287 | Enfield 011 | 0.73125 | 20.8125 | 0 | 0 | 0 | 3017.385 | 5128.4817 | 252 | 0 | 0 | 0 | 0 | 0 | 0 | 0 | 0 | 0 | 8.4194
E02000288 | Enfield 012 | 531.7162 | 15133.4625 | 0 | 0 | 0 | 415.0125 | 12156.4012 | 0 | 0 | 0 | 2672.2444 | 0 | 0 | 0 | 0 | 0 | 0 | 30.9088
E02000289 | Enfield 013 | 51.3675 | 1461.9992 | 0 | 0 | 0 | 480.1125 | 4817.788 | 0 | 0 | 0 | 0 | 0 | 0 | 0 | 0 | 0 | 0 | 6.8113
E02000290 | Enfield 014 | 738.9769 | 19512.4125 | 0 | 0 | 972973.2701 | 390.6 | 5470.3805 | 252 | 16035.7031 | 0 | 0 | 0 | 0 | 0 | 0 | 0 | 6335.4912 | 1021.7088
E02000291 | Enfield 015 | 176.7837 | 4862.725 | 0 | 0 | 0 | 3398.22 | 11747.2915 | 252 | 0 | 0 | 216.6037 | 0 | 0 | 0 | 0 | 0 | 0 | 20.6536
E02000292 | Enfield 016 | 756.9981 | 18108.2625 | 0 | 0 | 0 | 480.1125 | 12682.3993 | 126 | 0 | 0 | 433.2074 | 0 | 0 | 0 | 0 | 0 | 0 | 32.587
E02000293 | Enfield 017 | 882.6838 | 24230.1437 | 0 | 0 | 0 | 480.1125 | 1087.0628 | 0 | 0 | 0 | 0 | 0 | 0 | 0 | 0 | 0 | 11438.5451 | 38.1185
E02000294 | Enfield 018 | 488.475 | 10603.9688 | 0 | 0 | 0 | 3515.4 | 4558.6504 | 0 | 0 | 0 | 0 | 0 | 0 | 0 | 0 | 0 | 3355.8212 | 22.5223
E02000295 | Enfield 019 | 117.6878 | 2956.6818 | 0 | 0 | 0 | 480.1125 | 5090.493 | 0 | 0 | 0 | 108.3019 | 0 | 0 | 0 | 0 | 0 | 3219.1464 | 11.9724
E02000296 | Enfield 020 | 639.0394 | 16943.4562 | 0 | 0 | 0 | 3251.745 | 4900.5492 | 252 | 0 | 0 | 1390.2731 | 0 | 0 | 0 | 0 | 0 | 0 | 27.3771
E02000297 | Enfield 021 | 310.8381 | 7848.1625 | 0 | 0 | 0 | 480.1125 | 4026.8079 | 0 | 0 | 0 | 0 | 0 | 0 | 0 | 0 | 0 | 7151.6017 | 19.8175
E02000298 | Enfield 022 | 0 | 0 | 0 | 0 | 0 | 480.1125 | 4596.6392 | 126 | 0 | 0 | 216.6037 | 0 | 0 | 0 | 0 | 0 | 2997.0004 | 8.4164
E02000299 | Enfield 023 | 168.8781 | 4806.5312 | 0 | 0 | 0 | 478.485 | 3836.8641 | 0 | 0 | 0 | 0 | 0 | 0 | 0 | 0 | 0 | 7082.2795 | 16.373
E02000300 | Enfield 024 | 69.8344 | 1204.8125 | 0 | 0 | 0 | 480.1125 | 911.7301 | 126 | 0 | 0 | 0 | 0 | 0 | 0 | 0 | 0 | 3061.2022 | 5.8537
E02000301 | Enfield 025 | 416.6256 | 11855.4937 | 0 | 0 | 28108.8688 | 346.6575 | 4817.788 | 252 | 0 | 0 | 0 | 0 | 802300.4401 | 0 | 0 | 0 | 3780.8132 | 851.8787
E02000302 | Enfield 026 | 491.3756 | 12202.8312 | 0 | 0 | 0 | 3573.99 | 4817.788 | 0 | 0 | 0 | 0 | 0 | 0 | 0 | 0 | 0 | 3162.0344 | 24.248
E02000303 | Enfield 027 | 410.9219 | 10872.6812 | 0 | 0 | 0 | 429.66 | 4817.788 | 0 | 0 | 0 | 433.2074 | 0 | 0 | 0 | 0 | 0 | 3257.3523 | 20.2216
E02000304 | Enfield 028 | 147.8656 | 3720.777 | 0 | 0 | 0 | 3515.4 | 4102.7854 | 0 | 0 | 0 | 0 | 0 | 0 | 0 | 0 | 0 | 2906.8029 | 14.3936
E02000305 | Enfield 029 | 25.3663 | 721.9625 | 0 | 0 | 0 | 3515.4 | 5242.448 | 126 | 0 | 0 | 0 | 0 | 0 | 0 | 0 | 0 | 0 | 9.6312
E02000306 | Enfield 030 | 306.0525 | 7602.575 | 0 | 0 | 378432 | 341.775 | 4216.7517 | 0 | 0 | 0 | 216.6037 | 0 | 0 | 0 | 0 | 0 | 3037.1758 | 394.1529
E02000307 | Enfield 031 | 172.1931 | 4900.8813 | 0 | 0 | 0 | 480.1125 | 4817.788 | 0 | 0 | 0 | 0 | 0 | 0 | 0 | 0 | 0 | 3508.645 | 13.8796
E02000308 | Enfield 032 | 169.3575 | 4820.175 | 0 | 0 | 0 | 356.4225 | 5356.4143 | 0 | 0 | 0 | 0 | 0 | 0 | 0 | 0 | 0 | 7818.4333 | 18.5208
E02000309 | Enfield 033 | 351.2844 | 9998.0938 | 0 | 0 | 0 | 327.1275 | 4786.583 | 0 | 0 | 0 | 1281.9713 | 0 | 0 | 0 | 0 | 0 | 3674.0728 | 20.4191
E02000310 | Enfield 034 | 183.0238 | 3603.3375 | 0 | 0 | 0 | 390.6 | 1075.374 | 0 | 0 | 0 | 0 | 0 | 0 | 0 | 0 | 0 | 3230.1749 | 8.4825
E02000311 | Enfield 035 | 413.2212 | 10404.1688 | 0 | 0 | 0 | 480.1125 | 4444.6842 | 0 | 0 | 0 | 0 | 0 | 0 | 0 | 0 | 0 | 3599.6303 | 19.3418
E02000312 | Enfield 036 | 210.7695 | 5750.9256 | 0 | 0 | 0 | 2988.09 | 4634.628 | 0 | 0 | 0 | 433.2074 | 0 | 0 | 0 | 0 | 0 | 8772.0064 | 22.7896
E02000313 | Greenwich 001 | 267.4831 | 7612.9812 | 19042.0956 | 0 | 0 | 375.41 | 1089.2274 | 0 | 0 | 0 | 0 | 0 | 0 | 0 | 0 | 3174.5017 | 2067.4537 | 33.6292
E02000314 | Greenwich 002 | 1174.8588 | 33438.2875 | 0 | 0 | 0 | 375.41 | 5090.493 | 252 | 0 | 0 | 541.5093 | 0 | 0 | 0 | 0 | 0 | 5214.9147 | 46.0875
E02000315 | Greenwich 003 | 271.4481 | 7725.8313 | 0 | 0 | 0 | 307.5975 | 993.552 | 126 | 0 | 0 | 649.8111 | 0 | 0 | 0 | 0 | 0 | 5667.4779 | 15.7417
E02000316 | Greenwich 004 | 324.6669 | 9240.5187 | 0 | 0 | 0 | 268.5375 | 3912.8416 | 504 | 0 | 0 | 758.113 | 0 | 0 | 0 | 0 | 0 | 3332.5826 | 18.3413
E02000317 | Greenwich 005 | 179.4081 | 5106.2312 | 0 | 0 | 0 | 283.185 | 783.1528 | 0 | 0 | 0 | 0 | 0 | 0 | 0 | 0 | 0 | 2979.6699 | 9.3316
E02000318 | Greenwich 006 | 342.7044 | 8643.4312 | 0 | 0 | 0 | 322.245 | 958.4855 | 126 | 0 | 0 | 216.6037 | 0 | 0 | 0 | 0 | 0 | 3429.476 | 14.0389
E02000319 | Greenwich 007 | 238.485 | 6787.65 | 0 | 0 | 0 | 434.5425 | 771.4639 | 0 | 0 | 0 | 0 | 0 | 0 | 0 | 0 | 0 | 3559.0611 | 11.7912
E02000320 | Greenwich 008 | 358.4669 | 10079.0312 | 0 | 0 | 0 | 375.41 | 900.0412 | 0 | 0 | 0 | 0 | 0 | 0 | 0 | 0 | 0 | 0 | 11.7129
E02000321 | Greenwich 009 | 192.0425 | 5465.825 | 0 | 0 | 0 | 375.41 | 631.1978 | 0 | 0 | 0 | 0 | 0 | 0 | 0 | 0 | 0 | 2526.7128 | 9.1912
E02000322 | Greenwich 010 | 263.1181 | 7379.8262 | 0 | 0 | 823089.6 | 312.48 | 5622.3355 | 126 | 0 | 0 | 1931.7824 | 0 | 0 | 0 | 0 | 0 | 5095.1765 | 843.8203
E02000323 | Greenwich 011 | 97.4838 | 2774.5375 | 0 | 0 | 0 | 283.185 | 935.1078 | 252 | 0 | 0 | 0 | 0 | 0 | 0 | 0 | 0 | 3609.8711 | 7.9522
E02000324 | Greenwich 012 | 617.1669 | 17459.1437 | 0 | 0 | 0 | 249.0075 | 923.4189 | 126 | 0 | 0 | 0 | 0 | 0 | 0 | 0 | 0 | 2440.0602 | 21.8148
E02000325 | Greenwich 013 | 385.125 | 10358.8438 | 0 | 0 | 0 | 375.41 | 993.552 | 0 | 0 | 0 | 0 | 0 | 0 | 0 | 0 | 0 | 2547.9821 | 14.6609
E02000326 | Greenwich 014 | 148.7281 | 4137.525 | 0 | 0 | 0 | 375.41 | 853.2859 | 0 | 0 | 0 | 0 | 0 | 0 | 0 | 0 | 0 | 2442.8173 | 7.9578
E02000327 | Greenwich 015 | 1026.1225 | 29205.025 | 0 | 0 | 0 | 410.13 | 748.0862 | 0 | 0 | 0 | 0 | 0 | 0 | 0 | 0 | 0 | 2204.5225 | 33.5939
E02000328 | Greenwich 016 | 4.7276 | 5.0541 | 0 | 0 | 0 | 458.955 | 4520.6617 | 0 | 0 | 0 | 0 | 0 | 0 | 0 | 0 | 0 | 2298.6588 | 7.2881
E02000329 | Greenwich 017 | 581.3438 | 15850.1063 | 0 | 0 | 0 | 375.41 | 654.5754 | 0 | 0 | 0 | 0 | 0 | 0 | 0 | 0 | 0 | 2288.0241 | 19.7495
E02000330 | Greenwich 018 | 972.4451 | 27630.1091 | 0 | 13043.851 | 0 | 395.4825 | 5660.3243 | 0 | 0 | 0 | 324.9056 | 0 | 0 | 0 | 0 | 0 | 5143.2293 | 53.1703
E02000331 | Greenwich 019 | 209.3 | 5957 | 28731.2046 | 0 | 0 | 2958.795 | 4330.7179 | 0 | 0 | 0 | 216.6037 | 0 | 0 | 0 | 0 | 2285.934 | 2836.2991 | 47.5259
E02000332 | Greenwich 020 | 844.675 | 23784.2938 | 0 | 0 | 0 | 375.41 | 1089.2274 | 0 | 0 | 0 | 0 | 0 | 0 | 0 | 0 | 0 | 0 | 26.0936
E02000333 | Greenwich 021 | 264.3631 | 7524.1812 | 0 | 0 | 0 | 375.41 | 1087.0628 | 0 | 0 | 0 | 324.9056 | 0 | 0 | 0 | 0 | 0 | 2246.6672 | 11.8226
E02000334 | Greenwich 022 | 502.3444 | 14181.4062 | 0 | 0 | 0 | 375.41 | 1089.2274 | 0 | 0 | 0 | 0 | 0 | 0 | 0 | 0 | 0 | 2427.4561 | 18.5758
E02000335 | Greenwich 023 | 227.3537 | 6156.8 | 57036.8805 | 0 | 0 | 375.41 | 1089.2274 | 0 | 0 | 0 | 0 | 0 | 0 | 0 | 0 | 8807.8011 | 0 | 73.6935
E02000336 | Greenwich 024 | 517.9931 | 14136.3125 | 0 | 0 | 0 | 375.41 | 3912.8416 | 0 | 0 | 0 | 0 | 0 | 0 | 0 | 0 | 0 | 1183.9905 | 20.1265
E02000337 | Greenwich 025 | 59.6926 | 1698.9443 | 0 | 0 | 0 | 463.8375 | 631.1978 | 0 | 0 | 0 | 108.3019 | 0 | 0 | 0 | 0 | 0 | 2919.0131 | 5.881
E02000338 | Greenwich 026 | 524.095 | 14310.9062 | 0 | 0 | 0 | 341.775 | 4064.7966 | 378 | 0 | 0 | 108.3019 | 0 | 0 | 0 | 0 | 0 | 2149.3799 | 21.8773
E02000339 | Greenwich 027 | 244.6438 | 6962.9375 | 18717.006 | 0 | 0 | 424.7775 | 1157.1959 | 126 | 0 | 0 | 108.3019 | 0 | 0 | 0 | 0 | 1590.1949 | 7178.7791 | 36.5098
E02000340 | Greenwich 028 | 131.2993 | 3060.1107 | 0 | 0 | 0 | 375.9525 | 4368.7067 | 0 | 0 | 559.5 | 0 | 0 | 0 | 0 | 0 | 0 | 2233.6693 | 10.7292
E02000341 | Greenwich 029 | 757.7131 | 19949.475 | 0 | 0 | 0 | 375.41 | 1087.0628 | 126 | 0 | 0 | 0 | 0 | 0 | 0 | 0 | 0 | 2952.4925 | 25.2482
E02000342 | Greenwich 030 | 737.0512 | 20890.2 | 0 | 0 | 0 | 468.72 | 1157.1959 | 126 | 0 | 0 | 0 | 0 | 0 | 0 | 0 | 0 | 2217.1265 | 25.5963
E02000343 | Greenwich 031 | 244.9769 | 6972.4187 | 0 | 0 | 0 | 375.41 | 1089.2274 | 0 | 0 | 0 | 0 | 0 | 0 | 0 | 0 | 0 | 2431.001 | 11.113
E02000344 | Greenwich 032 | 276.8512 | 6541.3687 | 0 | 0 | 0 | 463.8375 | 4482.6729 | 126 | 0 | 0 | 0 | 0 | 0 | 0 | 0 | 0 | 5289.3572 | 17.1801
E02000345 | Hackney 001 | 69.2169 | 1876.825 | 0 | 0 | 0 | 515.5476 | 4710.6055 | 252 | 0 | 357 | 1281.9713 | 0 | 0 | 0 | 0 | 0 | 3295.9521 | 12.3591
E02000346 | Hackney 002 | 2.8652 | 81.5489 | 0 | 0 | 0 | 515.5476 | 3912.8416 | 0 | 0 | 0 | 0 | 0 | 0 | 0 | 0 | 0 | 2380.191 | 6.893
E02000347 | Hackney 003 | 4.419 | 125.7711 | 0 | 0 | 0 | 3163.86 | 280.5323 | 126 | 0 | 0 | 0 | 0 | 0 | 0 | 0 | 0 | 2935.162 | 6.6357
E02000348 | Hackney 004 | 105.3452 | 2998.2876 | 0 | 0 | 0 | 3105.27 | 5622.3355 | 0 | 0 | 0 | 433.2074 | 0 | 0 | 0 | 0 | 0 | 2995.4249 | 15.2599
E02000349 | Hackney 005 | 76.0602 | 2041.0714 | 0 | 0 | 0 | 478.485 | 4406.6954 | 126 | 0 | 0 | 0 | 0 | 0 | 0 | 0 | 0 | 5224.7616 | 12.3531
E02000350 | Hackney 006 | 18.1919 | 517.7687 | 0 | 0 | 0 | 351.54 | 923.4189 | 0 | 0 | 0 | 0 | 0 | 0 | 0 | 0 | 0 | 3504.7063 | 5.3156
E02000351 | Hackney 007 | 16.6319 | 473.3687 | 0 | 0 | 0 | 515.5476 | 1133.8182 | 126 | 0 | 0 | 0 | 0 | 0 | 0 | 0 | 0 | 2846.5399 | 5.1119
E02000352 | Hackney 008 | 0 | 0 | 15384.4128 | 0 | 0 | 444.3075 | 4482.6729 | 0 | 0 | 0 | 0 | 0 | 0 | 0 | 0 | 3627.0105 | 2388.4624 | 26.3269
E02000353 | Hackney 009 | 0 | 0 | 0 | 0 | 0 | 2988.09 | 1075.374 | 252 | 0 | 0 | 324.9056 | 0 | 0 | 0 | 0 | 0 | 2889.8662 | 7.5302
E02000354 | Hackney 010 | 225.9644 | 6390.5938 | 0 | 0 | 0 | 2988.09 | 888.3524 | 0 | 0 | 0 | 0 | 0 | 0 | 0 | 0 | 0 | 3227.8116 | 13.7208
E02000355 | Hackney 011 | 133.6075 | 3802.675 | 0 | 0 | 0 | 478.485 | 736.3974 | 0 | 0 | 0 | 0 | 0 | 0 | 0 | 0 | 0 | 2997.7882 | 8.149
E02000356 | Hackney 012 | 20.0688 | 475.2188 | 0 | 0 | 0 | 419.895 | 806.5305 | 126 | 0 | 0 | 0 | 0 | 0 | 0 | 0 | 0 | 0 | 1.8477
E02000357 | Hackney 013 | 1344.5169 | 38267.0188 | 158161.9669 | 0 | 0 | 3017.385 | 713.0197 | 0 | 0 | 0 | 0 | 0 | 0 | 0 | 51100 | 10228.6274 | 2531.0455 | 265.3636
E02000358 | Hackney 014 | 13.3819 | 380.8687 | 0 | 0 | 0 | 483.3675 | 981.8632 | 0 | 0 | 0 | 324.9056 | 0 | 0 | 0 | 0 | 0 | 4043.5283 | 6.2279
E02000359 | Hackney 015 | 32.6544 | 929.3937 | 0 | 0 | 0 | 515.5476 | 666.2643 | 0 | 0 | 0 | 0 | 0 | 0 | 0 | 0 | 0 | 2457.7846 | 4.6016
E02000360 | Hackney 016 | 30.1194 | 857.2437 | 0 | 0 | 0 | 3368.925 | 1005.2409 | 0 | 0 | 0 | 216.6037 | 0 | 0 | 0 | 0 | 0 | 3755.6051 | 9.2337
E02000361 | Hackney 017 | 43.3306 | 1233.2562 | 0 | 0 | 0 | 3251.745 | 1051.9963 | 126 | 0 | 0 | 1281.9713 | 0 | 0 | 0 | 0 | 0 | 2574.3718 | 9.5627
E02000362 | Hackney 018 | 34.2228 | 517.547 | 0 | 0 | 0 | 3105.27 | 864.9747 | 0 | 0 | 0 | 0 | 0 | 0 | 0 | 0 | 0 | 2220.6714 | 6.7427
E02000363 | Hackney 019 | 129.1387 | 3675.4875 | 0 | 0 | 0 | 515.5476 | 736.3974 | 0 | 0 | 0 | 216.6037 | 0 | 0 | 0 | 0 | 0 | 4070.7057 | 9.3439
E02000364 | Hackney 020 | 27.3081 | 777.2313 | 0 | 0 | 0 | 2958.795 | 4900.5492 | 0 | 0 | 0 | 0 | 0 | 0 | 0 | 0 | 0 | 2963.9149 | 11.6278
E02000365 | Hackney 021 | 45.2563 | 1288.0625 | 0 | 0 | 0 | 2988.09 | 4330.7179 | 126 | 0 | 0 | 108.3019 | 0 | 0 | 0 | 0 | 0 | 4167.993 | 13.0544
E02000366 | Hackney 022 | 3.8018 | 108.2051 | 0 | 0 | 0 | 3281.04 | 864.9747 | 0 | 0 | 0 | 0 | 0 | 0 | 0 | 0 | 0 | 3021.0269 | 7.279
E02000367 | Hackney 023 | 5.2615 | 149.7513 | 0 | 0 | 0 | 3398.22 | 1040.3074 | 126 | 0 | 0 | 433.2074 | 0 | 0 | 0 | 0 | 0 | 3306.9806 | 8.4597
E02000368 | Hackney 024 | 143.5281 | 4085.0312 | 12130.0711 | 0 | 0 | 439.425 | 794.8416 | 0 | 0 | 0 | 0 | 0 | 0 | 0 | 0 | 2815.0615 | 3397.1782 | 23.8051
E02000369 | Hackney 025 | 56.6881 | 1613.4313 | 0 | 0 | 0 | 3193.155 | 900.0412 | 252 | 0 | 19.739 | 108.3019 | 0 | 0 | 0 | 0 | 0 | 3939.1512 | 10.0825
E02000370 | Hackney 026 | 161.0781 | 4584.5312 | 0 | 0 | 0 | 4247.775 | 4520.6617 | 126 | 0 | 0 | 0 | 0 | 0 | 130.7704 | 0 | 0 | 2714.9854 | 16.4858
E02000371 | Hackney 027 | 87.0187 | 2476.6875 | 211619.3317 | 0 | 0 | 5898.06 | 4558.6504 | 1134 | 0 | 19.739 | 216.6037 | 0 | 0 | 0 | 0 | 20053.6718 | 3856.4373 | 249.9202
E02000372 | Hammersmith and Fulham 001 | 140.5385 | 3996.0096 | 0 | 0 | 0 | 3456.81 | 5128.4817 | 0 | 0 | 1058.4873 | 0 | 0 | 0 | 0 | 0 | 0 | 3113.1938 | 16.8935
E02000373 | Hammersmith and Fulham 002 | 76.7812 | 2185.3125 | 0 | 0 | 0 | 744.1374 | 8766.6355 | 0 | 0 | 0 | 0 | 0 | 0 | 0 | 0 | 0 | 2357.7401 | 14.1306
E02000374 | Hammersmith and Fulham 003 | 6.0938 | 173.4375 | 0 | 0 | 0 | 744.1374 | 4938.538 | 0 | 0 | 0 | 0 | 0 | 0 | 0 | 0 | 0 | 2692.9284 | 8.5551
E02000375 | Hammersmith and Fulham 004 | 116.3825 | 3312.425 | 26867.5647 | 0 | 0 | 4013.415 | 9292.6336 | 0 | 0 | 0 | 216.6037 | 0 | 0 | 130.7704 | 0 | 2528.0497 | 2774.4607 | 49.2523
E02000376 | Hammersmith and Fulham 005 | 11.2531 | 320.2812 | 0 | 0 | 0 | 3603.285 | 8766.6355 | 126 | 0 | 0 | 216.6037 | 0 | 0 | 0 | 0 | 0 | 2596.8227 | 15.6409
E02000377 | Hammersmith and Fulham 006 | 14.0644 | 400.2937 | 0 | 0 | 0 | 2988.09 | 4748.5942 | 0 | 0 | 0 | 0 | 0 | 0 | 0 | 0 | 0 | 3127.3733 | 11.2784
E02000378 | Hammersmith and Fulham 007 | 5.0375 | 143.375 | 0 | 0 | 0 | 3866.94 | 5432.3918 | 252 | 0 | 0 | 433.2074 | 0 | 0 | 0 | 0 | 0 | 2436.5153 | 12.5695
E02000379 | Hammersmith and Fulham 008 | 127.335 | 3418.8 | 0 | 0 | 0 | 2929.5 | 724.7085 | 0 | 0 | 0 | 216.6037 | 0 | 0 | 0 | 0 | 0 | 2360.1034 | 9.7771
E02000380 | Hammersmith and Fulham 009 | 4.2656 | 121.4062 | 0 | 0 | 0 | 4218.48 | 4900.5492 | 0 | 0 | 0 | 0 | 0 | 0 | 0 | 0 | 0 | 2335.2892 | 11.58
E02000381 | Hammersmith and Fulham 010 | 42.1444 | 1199.4938 | 0 | 0 | 0 | 6835.5 | 9058.8567 | 126 | 0 | 0 | 0 | 0 | 0 | 0 | 0 | 0 | 2733.1037 | 19.9951
E02000382 | Hammersmith and Fulham 011 | 9.1424 | 260.2078 | 0 | 0 | 0 | 6171.48 | 5470.3805 | 0 | 0 | 0 | 108.3019 | 0 | 0 | 0 | 0 | 0 | 6654.1366 | 18.6736
E02000383 | Hammersmith and Fulham 012 | 30.9156 | 879.9062 | 0 | 0 | 0 | 7499.52 | 9289.977 | 0 | 0 | 0 | 108.3019 | 0 | 0 | 0 | 0 | 0 | 3229.781 | 21.0384
E02000384 | Hammersmith and Fulham 013 | 52.6256 | 1465.6625 | 0 | 0 | 0 | 7421.4 | 12565.5108 | 252 | 0 | 0 | 1606.8768 | 0 | 0 | 0 | 0 | 0 | 3097.4388 | 26.4615
E02000385 | Hammersmith and Fulham 014 | 81.7375 | 2326.375 | 0 | 0 | 0 | 4247.775 | 9289.977 | 0 | 0 | 0 | 0 | 0 | 0 | 0 | 0 | 0 | 2359.3156 | 18.3052
E02000386 | Hammersmith and Fulham 015 | 44.4194 | 1264.2438 | 0 | 0 | 0 | 7147.98 | 5356.4143 | 0 | 0 | 0 | 324.9056 | 0 | 0 | 0 | 0 | 0 | 3117.5264 | 17.2555
E02000387 | Hammersmith and Fulham 016 | 77.8781 | 2216.5312 | 0 | 0 | 0 | 6249.6 | 9289.977 | 252 | 0 | 0 | 0 | 0 | 0 | 0 | 0 | 0 | 4399.5919 | 22.4856
E02000388 | Hammersmith and Fulham 017 | 51.8294 | 1475.1437 | 0 | 0 | 0 | 5859 | 10695.2953 | 0 | 0 | 0 | 433.2074 | 0 | 0 | 0 | 0 | 0 | 2954.068 | 21.4685
E02000389 | Hammersmith and Fulham 018 | 30.3631 | 864.1812 | 77624.0012 | 0 | 0 | 7616.7 | 8766.6355 | 126 | 0 | 0 | 216.6037 | 0 | 0 | 0 | 0 | 6376.3959 | 3149.4304 | 104.7703
E02000390 | Hammersmith and Fulham 019 | 1.9419 | 55.2687 | 0 | 0 | 0 | 6835.5 | 5432.3918 | 0 | 0 | 0 | 0 | 0 | 0 | 0 | 0 | 0 | 2370.738 | 14.6958
E02000391 | Hammersmith and Fulham 020 | 114.1969 | 3250.2188 | 0 | 0 | 0 | 4247.775 | 13500.6186 | 0 | 0 | 0 | 108.3019 | 0 | 0 | 0 | 0 | 0 | 2722.4691 | 23.9436
E02000392 | Hammersmith and Fulham 021 | 13.65 | 388.5 | 0 | 0 | 0 | 4218.48 | 12623.9551 | 126 | 0 | 0 | 108.3019 | 0 | 0 | 0 | 0 | 0 | 3443.2617 | 20.9221
E02000393 | Hammersmith and Fulham 022 | 3.6319 | 103.3688 | 0 | 0 | 0 | 744.1374 | 9877.076 | 0 | 0 | 0 | 0 | 0 | 0 | 0 | 0 | 0 | 0 | 10.7282
E02000394 | Hammersmith and Fulham 023 | 102.4725 | 2916.525 | 67618.6522 | 0 | 0 | 15509.6078 | 9935.5202 | 0 | 0 | 0 | 108.3019 | 0 | 0 | 0 | 0 | 6485.3236 | 2587.3697 | 105.2638
E02000395 | Hammersmith and Fulham 024 | 391.2806 | 8973.5673 | 0 | 0 | 0 | 6015.24 | 12273.2897 | 126 | 0 | 0 | 0 | 0 | 0 | 0 | 0 | 0 | 2034.762 | 29.8141
E02000396 | Hammersmith and Fulham 025 | 167.5538 | 4768.8375 | 0 | 0 | 0 | 3515.4 | 10929.0722 | 0 | 0 | 0 | 0 | 0 | 0 | 0 | 0 | 0 | 2547.9821 | 21.9288
E02000397 | Haringey 001 | 32.7844 | 641.95 | 0 | 0 | 0 | 3134.565 | 3798.8754 | 0 | 0 | 0 | 108.3019 | 0 | 0 | 0 | 0 | 0 | 0 | 7.7165
E02000398 | Haringey 002 | 340.3725 | 9687.525 | 0 | 0 | 0 | 380.835 | 4790.2593 | 0 | 0 | 0 | 0 | 0 | 0 | 0 | 0 | 0 | 2573.1902 | 17.7722
E02000399 | Haringey 003 | 22.7013 | 646.1125 | 0 | 0 | 0 | 307.5975 | 1087.0628 | 126 | 0 | 0 | 108.3019 | 0 | 0 | 0 | 0 | 0 | 0 | 2.2978
E02000400 | Haringey 004 | 525.6469 | 14403.6375 | 0 | 0 | 0 | 419.6509 | 5204.4593 | 0 | 0 | 0 | 0 | 0 | 0 | 0 | 0 | 0 | 0 | 20.5534
E02000401 | Haringey 005 | 120.4369 | 1827.3375 | 0 | 0 | 0 | 419.6509 | 4790.2593 | 0 | 0 | 0 | 216.6037 | 0 | 0 | 0 | 0 | 0 | 21969.6006 | 29.3439
E02000402 | Haringey 006 | 213.1188 | 4439.7688 | 0 | 0 | 0 | 419.6509 | 5014.5155 | 126 | 0 | 0 | 0 | 0 | 0 | 0 | 0 | 0 | 2474.3273 | 12.6874
E02000403 | Haringey 007 | 306.5319 | 7032.0813 | 0 | 0 | 0 | 454.0725 | 4368.7067 | 252 | 0 | 0 | 0 | 0 | 0 | 0 | 0 | 0 | 0 | 12.4134
E02000404 | Haringey 008 | 54.99 | 1413.4 | 0 | 0 | 0 | 419.6509 | 4064.7966 | 0 | 0 | 0 | 0 | 0 | 0 | 0 | 0 | 0 | 0 | 5.9528
E02000405 | Haringey 009 | 949.3629 | 25859.2224 | 0 | 0 | 0 | 419.6509 | 4368.7067 | 252 | 0 | 0 | 0 | 0 | 0 | 0 | 0 | 0 | 0 | 31.8489
E02000406 | Haringey 010 | 23.3269 | 663.9188 | 0 | 0 | 0 | 419.6509 | 3988.8191 | 0 | 0 | 0 | 0 | 0 | 0 | 0 | 0 | 0 | 0 | 5.0957
E02000407 | Haringey 011 | 24.8219 | 706.4688 | 0 | 0 | 0 | 400.365 | 4178.7629 | 0 | 0 | 0 | 1281.9713 | 0 | 0 | 0 | 0 | 0 | 0 | 6.5924
E02000408 | Haringey 012 | 33.4344 | 951.5938 | 0 | 0 | 0 | 288.0675 | 1028.6186 | 126 | 0 | 0 | 0 | 0 | 0 | 0 | 0 | 0 | 0 | 2.4277
E02000409 | Haringey 013 | 290.4688 | 8032.0063 | 0 | 0 | 0 | 317.3625 | 3798.8754 | 0 | 0 | 0 | 0 | 0 | 0 | 0 | 0 | 0 | 0 | 12.4387
E02000410 | Haringey 014 | 28.1674 | 0.63859 | 0 | 0 | 0 | 419.6509 | 9643.299 | 0 | 0 | 0 | 0 | 0 | 0 | 0 | 0 | 0 | 0 | 10.0918
E02000411 | Haringey 015 | 434.2325 | 10509.1562 | 0 | 0 | 0 | 380.835 | 4790.2593 | 0 | 0 | 0 | 0 | 0 | 0 | 130.7704 | 0 | 0 | 13047.5275 | 29.2928
E02000412 | Haringey 016 | 44.0944 | 1254.9938 | 0 | 0 | 0 | 356.4225 | 9818.6317 | 252 | 0 | 0 | 541.5093 | 0 | 0 | 0 | 0 | 0 | 0 | 12.2677
E02000413 | Haringey 017 | 9.6106 | 187.2776 | 0 | 0 | 0 | 410.13 | 8883.5239 | 252 | 0 | 0 | 108.3019 | 0 | 0 | 0 | 0 | 0 | 0 | 9.8508
E02000414 | Haringey 018 | 0.99125 | 28.2125 | 0 | 0 | 0 | 419.6509 | 981.8632 | 0 | 0 | 0 | 0 | 0 | 0 | 0 | 0 | 0 | 0 | 1.4307
E02000415 | Haringey 019 | 197.3887 | 5443.625 | 0 | 0 | 0 | 3105.27 | 4938.538 | 126 | 0 | 0 | 0 | 0 | 0 | 0 | 0 | 0 | 0 | 13.8108
E02000416 | Haringey 020 | 0.55729 | 15.8612 | 0 | 0 | 0 | 371.07 | 4064.7966 | 0 | 0 | 0 | 108.3019 | 0 | 0 | 0 | 0 | 0 | 0 | 4.5606
E02000417 | Haringey 021 | 149.1082 | 3415.0489 | 0 | 0 | 0 | 3427.515 | 12097.9569 | 126 | 0 | 0 | 0 | 0 | 0 | 0 | 0 | 0 | 0 | 19.2156
E02000418 | Haringey 022 | 35.0414 | 997.3328 | 0 | 0 | 0 | 419.6509 | 5128.4817 | 0 | 0 | 0 | 0 | 0 | 0 | 0 | 0 | 0 | 0 | 6.5805
E02000419 | Haringey 023 | 57.6306 | 1640.2562 | 0 | 0 | 0 | 405.2475 | 5204.4593 | 0 | 0 | 0 | 108.3019 | 0 | 0 | 130.7704 | 0 | 0 | 0 | 7.5467
E02000420 | Haringey 024 | 25.5044 | 551.5312 | 0 | 0 | 0 | 419.6509 | 4596.6392 | 0 | 0 | 0 | 0 | 0 | 0 | 0 | 0 | 0 | 0 | 5.5933
E02000421 | Haringey 025 | 43.6394 | 1242.0438 | 0 | 0 | 0 | 351.54 | 5090.493 | 252 | 0 | 0 | 1715.1787 | 0 | 0 | 130.7704 | 0 | 0 | 2397.5216 | 11.2232
E02000422 | Haringey 026 | 56.3225 | 1564.175 | 0 | 0 | 0 | 356.4225 | 4482.6729 | 0 | 0 | 0 | 0 | 0 | 0 | 0 | 0 | 0 | 0 | 6.4596
E02000423 | Haringey 027 | 65.9506 | 1877.0563 | 0 | 0 | 0 | 419.6509 | 5052.5042 | 0 | 0 | 0 | 108.3019 | 0 | 0 | 0 | 0 | 0 | 0 | 7.5235
E02000424 | Haringey 028 | 46.3369 | 1318.8187 | 0 | 0 | 0 | 478.485 | 4790.2593 | 0 | 0 | 0 | 0 | 0 | 0 | 0 | 0 | 0 | 0 | 6.6339
E02000425 | Haringey 029 | 114.9281 | 3271.0312 | 0 | 0 | 0 | 419.6509 | 1040.3074 | 126 | 0 | 0 | 0 | 0 | 0 | 0 | 0 | 0 | 2593.2778 | 7.5652
E02000426 | Haringey 030 | 58.7673 | 128.0888 | 0 | 0 | 0 | 3075.975 | 4938.538 | 0 | 0 | 0 | 0 | 0 | 0 | 0 | 0 | 0 | 0 | 8.2014
E02000427 | Haringey 031 | 1.5762 | 44.8625 | 0 | 0 | 0 | 419.6509 | 8883.5239 | 126 | 0 | 0 | 433.2074 | 0 | 0 | 0 | 0 | 0 | 4709.1783 | 14.618
E02000428 | Haringey 032 | 70.4519 | 1908.9688 | 0 | 0 | 0 | 419.6509 | 5128.4817 | 0 | 0 | 0 | 0 | 0 | 0 | 130.7704 | 0 | 0 | 4927.3854 | 12.5857
E02000429 | Haringey 033 | 223.2344 | 5130.5125 | 0 | 0 | 0 | 419.6509 | 4790.2593 | 0 | 0 | 0 | 108.3019 | 0 | 0 | 0 | 0 | 0 | 0 | 10.672
E02000430 | Haringey 034 | 66.5275 | 1769.9875 | 0 | 0 | 0 | 332.01 | 10929.0722 | 252 | 0 | 0 | 108.3019 | 0 | 0 | 0 | 0 | 0 | 9790.1752 | 23.2481
E02000431 | Haringey 035 | 61.5712 | 1752.1813 | 0 | 0 | 0 | 4072.005 | 4026.8079 | 252 | 0 | 0 | 108.3019 | 0 | 0 | 130.7704 | 0 | 0 | 0 | 10.4036
E02000432 | Haringey 036 | 36.8875 | 1003.625 | 0 | 0 | 0 | 419.6509 | 4444.6842 | 0 | 0 | 0 | 0 | 0 | 0 | 130.7704 | 0 | 0 | 2214.7632 | 8.2504
E02000433 | Harrow 001 | 1322.389 | 37637.2262 | 0 | 0 | 0 | 3075.975 | 9058.8567 | 0 | 0 | 0 | 649.8111 | 0 | 0 | 0 | 0 | 0 | 0 | 51.7443
E02000434 | Harrow 002 | 63.7325 | 1813.925 | 0 | 0 | 0 | 514.6729 | 4482.6729 | 0 | 0 | 0 | 433.2074 | 0 | 0 | 0 | 0 | 0 | 12243.2333 | 19.5514
E02000435 | Harrow 003 | 60.0134 | 1230.5426 | 0 | 0 | 0 | 514.6729 | 4976.5267 | 0 | 0 | 0 | 0 | 0 | 0 | 0 | 0 | 0 | 0 | 6.7818
E02000436 | Harrow 004 | 187.2794 | 5278.6921 | 0 | 0 | 0 | 514.6729 | 4794.1807 | 0 | 0 | 0 | 108.3019 | 0 | 0 | 0 | 0 | 0 | 0 | 10.8831
E02000437 | Harrow 005 | 111.0525 | 3160.725 | 0 | 0 | 0 | 514.6729 | 5356.4143 | 0 | 0 | 0 | 216.6037 | 0 | 0 | 0 | 0 | 0 | 0 | 9.3595
E02000438 | Harrow 006 | 226.9231 | 6458.5813 | 0 | 0 | 0 | 3222.45 | 9234.1894 | 0 | 0 | 0 | 433.2074 | 0 | 0 | 0 | 0 | 0 | 0 | 19.5754
E02000439 | Harrow 007 | 223.0962 | 5959.5437 | 0 | 0 | 0 | 3427.515 | 3988.8191 | 0 | 0 | 0 | 216.6037 | 0 | 0 | 0 | 0 | 0 | 14556.4654 | 28.372
E02000440 | Harrow 008 | 191.6119 | 4446.9375 | 0 | 0 | 0 | 514.6729 | 1145.507 | 0 | 0 | 0 | 216.6037 | 0 | 0 | 0 | 0 | 0 | 0 | 6.5153
E02000441 | Harrow 009 | 896.5369 | 24868.8563 | 0 | 0 | 0 | 2988.09 | 4794.1807 | 0 | 0 | 0 | 1281.9713 | 0 | 0 | 0 | 0 | 0 | 0 | 34.8296
E02000442 | Harrow 010 | 219.0175 | 6233.575 | 0 | 0 | 0 | 514.6729 | 4794.1807 | 0 | 0 | 0 | 0 | 0 | 0 | 0 | 0 | 0 | 14347.7113 | 26.1092
E02000443 | Harrow 011 | 21.4662 | 385.725 | 0 | 0 | 0 | 473.6025 | 935.1078 | 0 | 0 | 0 | 0 | 0 | 0 | 0 | 0 | 0 | 0 | 1.8159
E02000444 | Harrow 012 | 207.4638 | 5726.4438 | 0 | 0 | 0 | 4218.48 | 4710.6055 | 0 | 0 | 0 | 108.3019 | 0 | 0 | 0 | 0 | 0 | 3154.5507 | 18.1258
E02000445 | Harrow 013 | 120.0469 | 3393.5938 | 0 | 0 | 0 | 390.6 | 1028.6186 | 0 | 0 | 0 | 0 | 0 | 0 | 0 | 0 | 0 | 0 | 4.9329
E02000446 | Harrow 014 | 149.0369 | 4241.8188 | 0 | 0 | 0 | 514.6729 | 4794.1807 | 0 | 0 | 0 | 0 | 0 | 0 | 0 | 0 | 0 | 12144.3704 | 21.8441
E02000447 | Harrow 015 | 1033.0612 | 28551.7438 | 0 | 0 | 0 | 514.6729 | 4794.1807 | 0 | 0 | 0 | 0 | 0 | 0 | 0 | 0 | 0 | 0 | 34.8937
E02000448 | Harrow 016 | 193.31 | 5501.9 | 0 | 0 | 0 | 3339.63 | 9117.3009 | 0 | 0 | 0 | 541.5093 | 0 | 0 | 0 | 0 | 0 | 18917.8514 | 37.6115
E02000449 | Harrow 017 | 109.3137 | 2880.9125 | 0 | 0 | 0 | 514.6729 | 4794.1807 | 0 | 0 | 0 | 0 | 0 | 0 | 0 | 0 | 0 | 6757.3321 | 15.0564
E02000450 | Harrow 018 | 213.85 | 5878.6062 | 0 | 0 | 0 | 514.6729 | 1157.1959 | 0 | 0 | 0 | 108.3019 | 0 | 0 | 0 | 0 | 0 | 2987.1536 | 10.8598
E02000451 | Harrow 019 | 158.3969 | 3278.6625 | 0 | 0 | 0 | 449.19 | 4330.7179 | 0 | 0 | 0 | 108.3019 | 0 | 0 | 0 | 0 | 0 | 0 | 8.3253
E02000452 | Harrow 020 | 32.1669 | 915.5187 | 0 | 0 | 0 | 2929.5 | 4824.5717 | 0 | 4831.5018 | 0 | 1281.9713 | 0 | 0 | 0 | 0 | 0 | 0 | 14.8152
E02000453 | Harrow 021 | 176.15 | 5013.5 | 0 | 0 | 0 | 3310.335 | 4794.1807 | 0 | 0 | 0 | 216.6037 | 0 | 0 | 0 | 0 | 0 | 0 | 13.5108
E02000454 | Harrow 022 | 338.065 | 9348.7437 | 0 | 0 | 0 | 514.6729 | 4794.1807 | 0 | 0 | 0 | 0 | 0 | 0 | 0 | 0 | 0 | 5273.6022 | 20.2693
E02000455 | Harrow 023 | 148.2081 | 3823.4875 | 0 | 0 | 0 | 3515.4 | 12507.0666 | 0 | 0 | 0 | 0 | 0 | 0 | 0 | 0 | 0 | 0 | 19.9942
E02000456 | Harrow 024 | 178.62 | 2785.4062 | 0 | 0 | 0 | 3105.27 | 4794.1807 | 0 | 0 | 0 | 0 | 0 | 0 | 0 | 0 | 0 | 0 | 10.8635
E02000457 | Harrow 025 | 148.8256 | 2808.5312 | 0 | 0 | 0 | 400.365 | 3874.8529 | 0 | 0 | 0 | 108.3019 | 0 | 0 | 0 | 0 | 0 | 0 | 7.3409
E02000458 | Harrow 026 | 97.4431 | 2183.4625 | 0 | 0 | 0 | 514.6729 | 4794.1807 | 0 | 0 | 0 | 108.3019 | 0 | 0 | 0 | 0 | 0 | 0 | 7.6981
E02000459 | Harrow 027 | 124.0525 | 3244.9 | 0 | 0 | 0 | 3105.27 | 9760.1875 | 0 | 0 | 0 | 216.6037 | 0 | 0 | 0 | 0 | 0 | 0 | 16.451
E02000460 | Harrow 028 | 160.2169 | 3488.8688 | 0 | 0 | 0 | 514.6729 | 4406.6954 | 0 | 0 | 0 | 108.3019 | 0 | 0 | 0 | 0 | 0 | 23254.8171 | 31.9336
E02000461 | Harrow 029 | 199.9005 | 5616.8631 | 0 | 0 | 0 | 468.72 | 4292.7292 | 0 | 0 | 0 | 0 | 0 | 0 | 0 | 0 | 0 | 0 | 10.5782
E02000462 | Harrow 030 | 269.7744 | 5947.5188 | 0 | 0 | 0 | 3163.86 | 4482.6729 | 0 | 0 | 0 | 1390.2731 | 0 | 0 | 0 | 0 | 0 | 0 | 15.2541
E02000463 | Harrow 031 | 25.9675 | 607.2625 | 0 | 0 | 0 | 514.6729 | 4794.1807 | 0 | 0 | 0 | 0 | 0 | 0 | 0 | 0 | 0 | 3453.8963 | 9.396
E02000464 | Havering 001 | 1671.6862 | 47578.7625 | 0 | 0 | 0 | 496.579 | 210.3993 | 0 | 0 | 0 | 0 | 0 | 0 | 0 | 0 | 0 | 0 | 49.9574
E02000465 | Havering 002 | 1619.2881 | 46040.95 | 0 | 0 | 0 | 496.579 | 1061.8868 | 0 | 0 | 0 | 0 | 0 | 0 | 0 | 0 | 0 | 15231.5684 | 64.4503
E02000466 | Havering 003 | 1397.3375 | 39210.9812 | 0 | 0 | 0 | 496.579 | 596.1312 | 0 | 0 | 0 | 0 | 0 | 0 | 0 | 0 | 0 | 0 | 41.701
E02000467 | Havering 004 | 254.3369 | 7238.8188 | 0 | 0 | 0 | 395.4825 | 1098.7516 | 126 | 0 | 0 | 324.9056 | 0 | 0 | 0 | 0 | 0 | 0 | 9.4383
E02000468 | Havering 005 | 1139.0519 | 30979.175 | 0 | 0 | 0 | 429.66 | 993.552 | 0 | 0 | 0 | 216.6037 | 0 | 0 | 0 | 0 | 0 | 0 | 33.758
E02000469 | Havering 006 | 715.9913 | 19668.9688 | 0 | 0 | 0 | 4130.595 | 1040.3074 | 0 | 0 | 0 | 1281.9713 | 0 | 0 | 0 | 0 | 0 | 0 | 26.8378
E02000470 | Havering 007 | 1666.1694 | 47289.2375 | 0 | 0 | 0 | 419.895 | 10227.7414 | 0 | 0 | 0 | 0 | 0 | 0 | 0 | 0 | 0 | 3125.4039 | 62.7284
E02000471 | Havering 008 | 655.3706 | 18652.8563 | 0 | 0 | 0 | 496.579 | 1157.1959 | 0 | 0 | 0 | 0 | 0 | 0 | 0 | 0 | 0 | 0 | 20.962
E02000472 | Havering 009 | 117.0487 | 3225.2438 | 0 | 0 | 0 | 2929.5 | 829.9082 | 0 | 0 | 0 | 0 | 0 | 0 | 0 | 0 | 0 | 6490.6782 | 13.5924
E02000473 | Havering 010 | 295.9369 | 8229.2625 | 0 | 0 | 0 | 2958.795 | 1040.3074 | 126 | 0 | 0 | 108.3019 | 0 | 0 | 0 | 0 | 0 | 3739.4562 | 16.4981
E02000474 | Havering 011 | 343.2894 | 7926.0938 | 0 | 0 | 0 | 496.579 | 1063.6851 | 0 | 0 | 0 | 0 | 0 | 0 | 0 | 0 | 0 | 13850.6401 | 23.6803
E02000475 | Havering 012 | 1064.1394 | 30258.3688 | 0 | 0 | 0 | 2988.09 | 1075.374 | 0 | 0 | 0 | 0 | 0 | 0 | 0 | 0 | 0 | 0 | 35.386
E02000476 | Havering 013 | 89.2369 | 2539.8187 | 0 | 0 | 0 | 3105.27 | 5356.4143 | 252 | 0 | 0 | 1931.7824 | 0 | 0 | 0 | 0 | 0 | 3106.104 | 16.3806
E02000477 | Havering 014 | 134.2656 | 2901.725 | 0 | 0 | 0 | 3368.925 | 935.1078 | 0 | 0 | 0 | 0 | 0 | 0 | 0 | 0 | 0 | 7076.7653 | 14.4168
E02000478 | Havering 015 | 137.7188 | 3919.6875 | 0 | 0 | 0 | 496.579 | 1061.8868 | 0 | 0 | 0 | 0 | 0 | 0 | 0 | 0 | 0 | 2223.4285 | 7.8393
E02000479 | Havering 016 | 94.1038 | 2273.65 | 0 | 0 | 0 | 3163.86 | 9526.4105 | 0 | 0 | 0 | 1281.9713 | 0 | 0 | 0 | 0 | 0 | 3148.6426 | 19.4886
E02000480 | Havering 017 | 1122.42 | 30676.7 | 0 | 0 | 0 | 496.579 | 3912.8416 | 0 | 0 | 0 | 216.6037 | 0 | 0 | 0 | 0 | 0 | 3863.5271 | 40.2887
E02000481 | Havering 018 | 2813.655 | 76332.6187 | 0 | 0 | 0 | 496.579 | 713.0197 | 126 | 0 | 0 | 0 | 0 | 0 | 0 | 0 | 0 | 3176.6078 | 83.6585
E02000482 | Havering 019 | 44.1851 | 1257.5768 | 0 | 0 | 0 | 463.8375 | 946.7966 | 0 | 0 | 0 | 324.9056 | 0 | 0 | 0 | 0 | 0 | 2555.4658 | 5.5928
E02000483 | Havering 020 | 191.1894 | 4407.625 | 0 | 0 | 0 | 473.6025 | 4672.6167 | 126 | 0 | 0 | 108.3019 | 0 | 0 | 0 | 0 | 0 | 3000.9392 | 12.9803
E02000484 | Havering 021 | 574.2669 | 16051.7563 | 0 | 0 | 0 | 496.579 | 829.9082 | 0 | 0 | 0 | 0 | 0 | 0 | 0 | 0 | 0 | 3302.648 | 21.2552
E02000485 | Havering 022 | 402.61 | 10461.5187 | 0 | 0 | 0 | 2988.09 | 1005.2409 | 126 | 0 | 0 | 0 | 0 | 0 | 0 | 0 | 0 | 3092.3184 | 18.0758
E02000486 | Havering 023 | 66.6006 | 1895.5563 | 0 | 0 | 0 | 375.9525 | 876.6635 | 0 | 0 | 0 | 0 | 0 | 0 | 0 | 0 | 0 | 2949.3415 | 6.1641
E02000487 | Havering 024 | 3201.8756 | 90886.3375 | 0 | 0 | 0 | 3515.4 | 584.4424 | 126 | 0 | 559.5 | 0 | 0 | 0 | 0 | 0 | 0 | 3236.083 | 102.1096
E02000488 | Havering 025 | 470.2425 | 13383.825 | 0 | 0 | 0 | 496.579 | 1061.8868 | 0 | 0 | 0 | 1281.9713 | 0 | 0 | 0 | 0 | 0 | 3080.1082 | 19.7746
E02000489 | Havering 026 | 1705.2425 | 47224.2562 | 0 | 0 | 0 | 4247.775 | 1133.8182 | 0 | 0 | 0 | 0 | 0 | 0 | 0 | 0 | 0 | 3050.5675 | 57.3617
E02000490 | Havering 027 | 809.0956 | 22798.0125 | 0 | 0 | 0 | 496.579 | 818.2193 | 0 | 0 | 0 | 0 | 0 | 0 | 0 | 0 | 0 | 3039.1451 | 27.9611
E02000491 | Havering 028 | 1890.8338 | 53816.0375 | 0 | 0 | 0 | 317.3625 | 666.2643 | 0 | 0 | 0 | 1281.9713 | 0 | 347117.7414 | 0 | 0 | 0 | 5860.477 | 410.9507
E02000492 | Havering 029 | 2593.1912 | 73806.2125 | 0 | 0 | 0 | 496.579 | 1061.8868 | 0 | 0 | 0 | 108.3019 | 0 | 0 | 0 | 0 | 0 | 2482.2049 | 80.5484
E02000493 | Havering 030 | 331.0044 | 8904.7437 | 0 | 0 | 0 | 496.579 | 5014.5155 | 0 | 0 | 0 | 0 | 0 | 0 | 0 | 0 | 0 | 0 | 14.7468
E02000494 | Hillingdon 001 | 1450.3206 | 41271.1875 | 0 | 0 | 0 | 637.5517 | 5073.0815 | 126 | 0 | 0 | 0 | 0 | 0 | 0 | 0 | 0 | 0 | 48.5581
E02000495 | Hillingdon 002 | 985.4162 | 26690.875 | 0 | 0 | 0 | 3281.04 | 4254.7404 | 378 | 0 | 0 | 541.5093 | 0 | 0 | 0 | 0 | 0 | 0 | 36.1316
E02000496 | Hillingdon 003 | 248.0073 | 4231.1761 | 0 | 0 | 0 | 4072.005 | 3798.8754 | 0 | 0 | 0 | 0 | 0 | 0 | 0 | 0 | 0 | 2978.4883 | 15.3286
E02000497 | Hillingdon 004 | 566.7106 | 15416.05 | 0 | 0 | 0 | 637.5517 | 841.597 | 126 | 0 | 0 | 0 | 0 | 0 | 0 | 0 | 0 | 0 | 17.5879
E02000498 | Hillingdon 005 | 958.7175 | 27029.8875 | 0 | 0 | 0 | 3749.76 | 5073.0815 | 0 | 0 | 559.5 | 0 | 0 | 0 | 0 | 0 | 0 | 12022.6628 | 49.3936
E02000499 | Hillingdon 006 | 172.6075 | 4729.525 | 0 | 0 | 0 | 637.5517 | 4862.5605 | 0 | 0 | 0 | 0 | 0 | 0 | 0 | 0 | 0 | 2978.0944 | 13.3803
E02000500 | Hillingdon 007 | 490.23 | 13828.5187 | 0 | 0 | 0 | 3456.81 | 5470.3805 | 504 | 0 | 0 | 433.2074 | 0 | 0 | 0 | 0 | 0 | 0 | 24.1831
E02000501 | Hillingdon 008 | 196.4544 | 4798.6687 | 0 | 0 | 0 | 2988.09 | 4406.6954 | 0 | 0 | 0 | 0 | 0 | 0 | 0 | 0 | 0 | 3200.6342 | 15.5905
E02000502 | Hillingdon 009 | 656.6137 | 17890.425 | 0 | 0 | 0 | 637.5517 | 5073.0815 | 126 | 0 | 0 | 108.3019 | 0 | 0 | 0 | 0 | 0 | 2911.1355 | 27.4031
E02000503 | Hillingdon 010 | 266.2969 | 7579.2188 | 0 | 0 | 0 | 637.5517 | 11571.9588 | 0 | 0 | 0 | 0 | 0 | 0 | 0 | 0 | 0 | 3364.0926 | 23.4191
E02000504 | Hillingdon 011 | 593.2631 | 16483.0375 | 0 | 0 | 0 | 3486.105 | 5073.0815 | 126 | 0 | 0 | 0 | 0 | 0 | 0 | 0 | 0 | 5707.6532 | 31.4691
E02000505 | Hillingdon 012 | 574.4456 | 16043.4312 | 0 | 0 | 0 | 637.5517 | 12214.8454 | 252 | 0 | 0 | 216.6037 | 0 | 0 | 0 | 0 | 0 | 7079.9163 | 37.0188
E02000506 | Hillingdon 013 | 1866.2881 | 53117.4313 | 0 | 0 | 0 | 4277.07 | 11630.4031 | 0 | 0 | 0 | 0 | 0 | 0 | 0 | 0 | 0 | 0 | 70.8912
E02000507 | Hillingdon 014 | 1612.455 | 45244.2937 | 0 | 0 | 0 | 637.5517 | 5073.0815 | 0 | 0 | 0 | 0 | 0 | 0 | 0 | 0 | 0 | 3110.0428 | 55.6774
E02000508 | Hillingdon 015 | 782.1612 | 21421.6125 | 0 | 0 | 0 | 3984.12 | 10403.0741 | 252 | 0 | 0 | 108.3019 | 0 | 0 | 0 | 0 | 0 | 0 | 36.9513
E02000509 | Hillingdon 016 | 325.6175 | 9062.6875 | 0 | 0 | 0 | 4189.185 | 9234.1894 | 126 | 0 | 0 | 216.6037 | 0 | 0 | 0 | 0 | 0 | 3283.742 | 26.438
E02000510 | Hillingdon 017 | 628.3631 | 17738.725 | 0 | 0 | 0 | 3193.155 | 1098.7516 | 0 | 7789.7311 | 0 | 0 | 0 | 0 | 0 | 0 | 0 | 0 | 30.4487
E02000511 | Hillingdon 018 | 876.4275 | 23412.9062 | 0 | 0 | 0 | 3984.12 | 3836.8641 | 0 | 0 | 0 | 0 | 0 | 0 | 0 | 0 | 0 | 6793.5686 | 38.9039
E02000512 | Hillingdon 019 | 128.5619 | 3659.0687 | 0 | 0 | 0 | 3456.81 | 5073.0815 | 0 | 0 | 0 | 0 | 0 | 0 | 0 | 0 | 0 | 0 | 12.3175
E02000513 | Hillingdon 020 | 474.8006 | 12891.0312 | 0 | 0 | 0 | 637.5517 | 9467.9663 | 0 | 0 | 0 | 1281.9713 | 0 | 0 | 0 | 0 | 0 | 3499.9798 | 28.2533
E02000514 | Hillingdon 021 | 240.3212 | 6644.275 | 0 | 0 | 0 | 637.5517 | 4140.7742 | 0 | 0 | 0 | 866.4148 | 0 | 0 | 0 | 0 | 0 | 4017.1386 | 16.5465
E02000515 | Hillingdon 022 | 984.4169 | 27739.1312 | 0 | 0 | 0 | 3368.925 | 4406.6954 | 126 | 0 | 997.9747 | 108.3019 | 1054.6427 | 0 | 0 | 0 | 0 | 13320.0895 | 52.1062
E02000516 | Hillingdon 023 | 679.4694 | 19335.9688 | 0 | 0 | 0 | 637.5517 | 9993.9644 | 0 | 0 | 0 | 0 | 0 | 0 | 0 | 0 | 0 | 3387.3313 | 34.0343
E02000517 | Hillingdon 024 | 578.5731 | 14783.8125 | 0 | 0 | 0 | 312.48 | 1145.507 | 126 | 0 | 0 | 0 | 0 | 0 | 0 | 0 | 0 | 0 | 16.9464
E02000518 | Hillingdon 025 | 1112.1988 | 31654.8875 | 0 | 0 | 0 | 637.5517 | 5073.0815 | 0 | 0 | 0 | 216.6037 | 0 | 0 | 0 | 0 | 0 | 0 | 38.6943
E02000519 | Hillingdon 026 | 351.975 | 9498.3625 | 0 | 0 | 0 | 637.5517 | 10695.2953 | 0 | 0 | 0 | 108.3019 | 39427.411 | 0 | 0 | 0 | 0 | 8350.5594 | 69.0695
E02000520 | Hillingdon 027 | 2045.875 | 58060.1687 | 0 | 0 | 0 | 6366.78 | 1051.9963 | 126 | 0 | 357 | 0 | 0 | 0 | 0 | 0 | 0 | 13297.2447 | 81.3051
E02000521 | Hillingdon 028 | 868.8631 | 23692.025 | 0 | 0 | 0 | 637.5517 | 5073.0815 | 252 | 0 | 0 | 0 | 0 | 0 | 0 | 0 | 0 | 0 | 30.5235
E02000522 | Hillingdon 029 | 436.2231 | 12083.9688 | 0 | 0 | 0 | 4042.71 | 1145.507 | 0 | 0 | 0 | 0 | 0 | 0 | 0 | 0 | 0 | 3249.0809 | 20.9575
E02000523 | Hillingdon 030 | 232.31 | 6579.7563 | 0 | 0 | 0 | 3163.86 | 958.4855 | 0 | 2055.764 | 0 | 108.3019 | 0 | 0 | 0 | 0 | 0 | 3622.4751 | 16.721
E02000524 | Hillingdon 031 | 4062.0531 | 115324.6062 | 0 | 0 | 8609.328 | 17567.7548 | 9760.1875 | 126 | 0 | 0 | 108.3019 | 0 | 0 | 0 | 0 | 0 | 5775.3999 | 161.3336
E02000525 | Hillingdon 032 | 1637.8294 | 45763.45 | 0 | 0 | 0 | 4335.66 | 4558.6504 | 0 | 0 | 0 | 0 | 0 | 0 | 0 | 0 | 0 | 3356.2151 | 59.6518
E02000526 | Hounslow 001 | 9.7378 | 277.1518 | 0 | 0 | 0 | 6288.66 | 11864.18 | 126 | 0 | 0 | 108.3019 | 0 | 0 | 0 | 0 | 0 | 2980.4577 | 21.6545
E02000527 | Hounslow 002 | 64.1236 | 1750.593 | 0 | 0 | 0 | 7108.92 | 14318.8379 | 0 | 0 | 0 | 433.2074 | 0 | 0 | 0 | 0 | 0 | 2732.7098 | 26.4084
E02000528 | Hounslow 003 | 1044.8281 | 29737.416 | 0 | 30534.4693 | 0 | 4101.3 | 3950.8304 | 126 | 0 | 0 | 0 | 0 | 0 | 0 | 0 | 0 | 3488.5574 | 72.9834
E02000529 | Hounslow 004 | 235.1619 | 5065.7625 | 0 | 0 | 0 | 3691.17 | 4254.7404 | 0 | 0 | 0 | 0 | 0 | 0 | 0 | 0 | 0 | 0 | 13.2468
E02000530 | Hounslow 005 | 953.3794 | 27134.6437 | 0 | 0 | 0 | 661.4625 | 11688.8473 | 126 | 0 | 0 | 1281.9713 | 0 | 0 | 0 | 0 | 0 | 2582.2493 | 44.4286
E02000531 | Hounslow 006 | 990.2637 | 26760.852 | 0 | 0 | 4763.8282 | 4277.07 | 4254.7404 | 0 | 0 | 0 | 216.6037 | 0 | 0 | 0 | 0 | 0 | 3495.2532 | 44.7586
E02000532 | Hounslow 007 | 486.888 | 9909.4514 | 14382.2248 | 0 | 0 | 6093.36 | 1040.3074 | 252 | 0 | 0 | 0 | 0 | 0 | 0 | 0 | 1837.6427 | 3274.289 | 37.2762
E02000533 | Hounslow 008 | 214.5325 | 5928.0938 | 0 | 0 | 0 | 7343.28 | 4368.7067 | 0 | 0 | 0 | 0 | 0 | 0 | 0 | 0 | 0 | 3002.9086 | 20.8575
E02000534 | Hounslow 009 | 11.8544 | 203.0375 | 0 | 0 | 0 | 4306.365 | 4893.6422 | 126 | 0 | 0 | 1281.9713 | 0 | 0 | 0 | 0 | 0 | 2783.1259 | 13.606
E02000535 | Hounslow 010 | 84.9875 | 2418.875 | 0 | 0 | 0 | 661.4625 | 1110.4405 | 0 | 0 | 0 | 0 | 0 | 0 | 0 | 0 | 0 | 6948.7557 | 11.2245
E02000536 | Hounslow 011 | 432.6888 | 11527.35 | 0 | 0 | 0 | 661.4625 | 4368.7067 | 126 | 0 | 0 | 0 | 0 | 0 | 0 | 0 | 0 | 0 | 17.1162
E02000537 | Hounslow 012 | 372.0011 | 10389.7731 | 0 | 0 | 0 | 4159.89 | 4710.6055 | 0 | 0 | 0 | 0 | 0 | 0 | 0 | 0 | 0 | 0 | 19.6323
E02000538 | Hounslow 013 | 823.6556 | 22418.5312 | 0 | 0 | 0 | 3368.925 | 4893.6422 | 0 | 0 | 0 | 108.3019 | 0 | 0 | 0 | 0 | 0 | 3209.2995 | 34.8224
E02000539 | Hounslow 014 | 103.0137 | 2931.9281 | 0 | 0 | 0 | 3632.58 | 4976.5267 | 126 | 0 | 0 | 108.3019 | 0 | 0 | 0 | 0 | 0 | 3771.754 | 15.6501
E02000540 | Hounslow 015 | 252.0538 | 5549.5375 | 0 | 0 | 0 | 3075.975 | 4292.7292 | 0 | 0 | 0 | 0 | 0 | 0 | 0 | 0 | 0 | 7742.8091 | 20.9131
E02000541 | Hounslow 016 | 59.9787 | 1707.0875 | 0 | 0 | 0 | 3720.465 | 4178.7629 | 0 | 0 | 0 | 216.6037 | 0 | 0 | 0 | 0 | 0 | 0 | 9.8829
E02000542 | Hounslow 017 | 58.1181 | 1654.1312 | 0 | 0 | 0 | 3691.17 | 4893.6422 | 0 | 0 | 0 | 0 | 0 | 0 | 0 | 0 | 0 | 14367.799 | 24.6649
E02000543 | Hounslow 018 | 88.0669 | 2452.4062 | 0 | 0 | 0 | 3193.155 | 5356.4143 | 126 | 0 | 0 | 0 | 0 | 0 | 0 | 0 | 0 | 4623.7072 | 15.8397
E02000544 | Hounslow 019 | 174.7688 | 3409.55 | 0 | 0 | 70272.172 | 3632.58 | 3912.8416 | 0 | 0 | 0 | 0 | 0 | 1948443.926 | 0 | 0 | 0 | 3106.104 | 2032.9519
E02000545 | Hounslow 020 | 70.1879 | 57.2371 | 0 | 27866.4089 | 0 | 4072.005 | 12390.1781 | 126 | 0 | 0 | 1281.9713 | 0 | 0 | 0 | 0 | 0 | 2927.6783 | 48.7917
E02000546 | Hounslow 021 | 1616.6962 | 45987.9938 | 0 | 0 | 0 | 661.4625 | 4893.6422 | 0 | 0 | 0 | 0 | 0 | 0 | 0 | 0 | 0 | 0 | 53.1598
E02000547 | Hounslow 022 | 737.7825 | 18962.9625 | 0 | 0 | 0 | 6015.24 | 4893.6422 | 0 | 0 | 0 | 1281.9713 | 0 | 0 | 0 | 0 | 0 | 0 | 31.8916
E02000548 | Hounslow 023 | 1091.1875 | 31056.875 | 0 | 0 | 0 | 4335.66 | 958.4855 | 0 | 0 | 0 | 0 | 0 | 0 | 0 | 0 | 0 | 0 | 37.4422
E02000549 | Hounslow 024 | 868.335 | 24550.8875 | 0 | 0 | 0 | 395.4825 | 4786.583 | 0 | 0 | 559.5 | 433.2074 | 0 | 0 | 0 | 0 | 0 | 3908.4289 | 35.5024
E02000550 | Hounslow 025 | 59.2475 | 1686.275 | 0 | 0 | 0 | 661.4625 | 4520.6617 | 0 | 0 | 0 | 2563.9425 | 0 | 0 | 0 | 0 | 0 | 0 | 9.4916
E02000551 | Hounslow 026 | 961.7237 | 27318.025 | 0 | 0 | 0 | 661.4625 | 3988.8191 | 252 | 0 | 0 | 0 | 0 | 0 | 0 | 0 | 0 | 2979.6699 | 36.1617
E02000552 | Hounslow 027 | 1644.0125 | 45583.7688 | 0 | 0 | 0 | 661.4625 | 4893.6422 | 0 | 0 | 498.9873 | 0 | 0 | 0 | 0 | 0 | 0 | 12961.2687 | 66.2431
E02000553 | Hounslow 028 | 593.3119 | 14778.9562 | 0 | 0 | 0 | 3075.975 | 911.7301 | 0 | 0 | 0 | 108.3019 | 0 | 0 | 0 | 0 | 0 | 2367.1932 | 21.8355
E02000554 | Islington 001 | 93.925 | 2673.25 | 0 | 0 | 0 | 366.1875 | 1005.2409 | 252 | 0 | 0 | 0 | 0 | 0 | 0 | 0 | 0 | 0 | 4.3906
E02000555 | Islington 002 | 38.8944 | 1106.7625 | 18361.5256 | 0 | 0 | 458.955 | 3798.8754 | 0 | 0 | 0 | 108.3019 | 0 | 0 | 0 | 0 | 3005.1891 | 0 | 26.8785
E02000556 | Islington 003 | 41.1856 | 1172.2062 | 0 | 0 | 0 | 3134.565 | 4558.6504 | 126 | 0 | 0 | 216.6037 | 0 | 0 | 0 | 0 | 0 | 7478.9124 | 16.7281
E02000557 | Islington 004 | 81.1119 | 2308.5687 | 0 | 0 | 0 | 3017.385 | 1157.1959 | 630 | 0 | 0 | 0 | 0 | 0 | 0 | 0 | 0 | 6300.0423 | 13.4943
E02000558 | Islington 005 | 21.1331 | 601.4813 | 0 | 0 | 0 | 3193.155 | 5584.3468 | 0 | 0 | 0 | 108.3019 | 0 | 0 | 130.7704 | 0 | 0 | 3306.1929 | 12.9454
E02000559 | Islington 006 | 63.2612 | 1748.7125 | 0 | 0 | 0 | 3281.04 | 4064.7966 | 0 | 0 | 0 | 0 | 0 | 0 | 0 | 0 | 0 | 3041.1145 | 12.1989
E02000560 | Islington 007 | 22.815 | 649.35 | 87216.696 | 0 | 0 | 3105.27 | 4254.7404 | 378 | 0 | 0 | 649.8111 | 0 | 0 | 0 | 0 | 5645.4346 | 2818.9686 | 104.7411
E02000561 | Islington 008 | 50.7812 | 1445.3125 | 0 | 0 | 0 | 3339.63 | 1075.374 | 252 | 0 | 0 | 0 | 0 | 0 | 0 | 0 | 0 | 2394.7645 | 8.5579
E02000562 | Islington 009 | 118.8688 | 3383.1875 | 0 | 0 | 0 | 468.72 | 5356.4143 | 0 | 0 | 0 | 0 | 0 | 0 | 0 | 0 | 0 | 3055.6879 | 12.3829
E02000563 | Islington 010 | 38.7969 | 1104.2188 | 0 | 0 | 0 | 3222.45 | 4064.7966 | 0 | 0 | 0 | 0 | 0 | 0 | 0 | 0 | 0 | 3438.5351 | 11.8688
E02000564 | Islington 011 | 42.7131 | 1215.6813 | 0 | 0 | 0 | 3310.335 | 4938.538 | 0 | 0 | 0 | 108.3019 | 0 | 0 | 130.7704 | 0 | 0 | 3237.2646 | 12.9836
E02000565 | Islington 012 | 26.6419 | 758.2687 | 0 | 0 | 0 | 2988.09 | 3874.8529 | 0 | 0 | 0 | 0 | 0 | 0 | 0 | 0 | 0 | 5601.3068 | 13.2492
E02000566 | Islington 013 | 107.0956 | 2714.6438 | 0 | 0 | 0 | 4130.595 | 4862.5605 | 0 | 0 | 0 | 216.6037 | 0 | 0 | 0 | 0 | 0 | 3008.029 | 15.0395
E02000567 | Islington 014 | 55.5994 | 1582.4437 | 20343.0689 | 0 | 0 | 3368.925 | 4406.6954 | 0 | 0 | 0 | 0 | 0 | 0 | 0 | 0 | 3037.1062 | 3644.926 | 36.4388
E02000568 | Islington 015 | 189.8081 | 5402.2312 | 0 | 0 | 0 | 3339.63 | 3912.8416 | 0 | 0 | 0 | 0 | 0 | 0 | 0 | 0 | 0 | 3454.684 | 16.2992
E02000569 | Islington 016 | 65.8125 | 1873.125 | 0 | 0 | 0 | 4042.71 | 10052.4087 | 126 | 0 | 0 | 216.6037 | 0 | 0 | 0 | 0 | 0 | 3836.7435 | 20.2134
E02000570 | Islington 017 | 68.2987 | 1943.8875 | 27259.105 | 0 | 0 | 3134.565 | 5052.5042 | 126 | 0 | 0 | 0 | 0 | 0 | 130.7704 | 0 | 1569.3858 | 3124.6162 | 42.4091
E02000571 | Islington 018 | 55.0306 | 1566.2562 | 0 | 0 | 0 | 3544.695 | 4710.6055 | 0 | 0 | 0 | 0 | 0 | 0 | 0 | 0 | 0 | 3146.6732 | 13.0233
E02000572 | Islington 019 | 81.0144 | 2305.7937 | 0 | 0 | 0 | 3573.99 | 1157.1959 | 0 | 0 | 0 | 0 | 0 | 0 | 0 | 0 | 0 | 3491.3145 | 10.6093
E02000573 | Islington 020 | 45.3537 | 1290.8375 | 82484.566 | 0 | 0 | 5937.12 | 13559.0629 | 126 | 0 | 0 | 433.2074 | 0 | 0 | 0 | 51100 | 10908.5253 | 3199.8464 | 169.0845
E02000574 | Islington 021 | 48.8231 | 1389.5812 | 0 | 0 | 0 | 3866.94 | 5242.448 | 0 | 0 | 0 | 0 | 0 | 0 | 130.7704 | 0 | 0 | 3293.9827 | 13.9725
E02000575 | Islington 022 | 81.6725 | 2324.525 | 0 | 0 | 0 | 6210.54 | 11455.0703 | 378 | 0 | 0 | 216.6037 | 63738.2768 | 0 | 0 | 0 | 0 | 4397.2287 | 88.8019
E02000576 | Islington 023 | 30.6778 | 873.1367 | 0 | 0 | 0 | 7577.64 | 9701.7433 | 378 | 0 | 0 | 649.8111 | 21282.1484 | 0 | 130.7704 | 0 | 0 | 3813.111 | 44.437
E02000577 | Kensington and Chelsea 001 | 75.14 | 2138.3688 | 0 | 0 | 0 | 4335.66 | 10169.2971 | 0 | 0 | 0 | 108.3019 | 0 | 0 | 0 | 0 | 0 | 3236.083 | 20.0629
E02000578 | Kensington and Chelsea 002 | 54.0719 | 1512.6063 | 0 | 0 | 0 | 3779.055 | 4596.6392 | 0 | 0 | 0 | 0 | 0 | 0 | 0 | 0 | 0 | 2631.4838 | 12.5739
E02000579 | Kensington and Chelsea 003 | 55.9569 | 1592.6188 | 0 | 0 | 0 | 3661.875 | 5356.4143 | 252 | 0 | 0 | 0 | 0 | 0 | 0 | 0 | 0 | 3071.0491 | 13.9899
E02000580 | Kensington and Chelsea 004 | 14.1375 | 402.375 | 0 | 0 | 0 | 4101.3 | 18877.4884 | 126 | 0 | 0 | 216.6037 | 0 | 0 | 0 | 0 | 0 | 3210.0872 | 26.948
E02000581 | Kensington and Chelsea 005 | 58.9062 | 1676.5625 | 0 | 0 | 0 | 3515.4 | 5280.4368 | 252 | 0 | 0 | 0 | 0 | 0 | 0 | 0 | 0 | 3227.0239 | 14.0103
E02000582 | Kensington and Chelsea 006 | 0 | 0 | 13023.4943 | 0 | 0 | 6952.68 | 22910.1407 | 378 | 0 | 0 | 324.9056 | 0 | 0 | 0 | 0 | 2107.9403 | 3245.1422 | 48.9423
E02000583 | Kensington and Chelsea 007 | 79.9508 | 2275.5227 | 0 | 0 | 0 | 7187.04 | 15546.1669 | 126 | 0 | 0 | 108.3019 | 0 | 0 | 0 | 0 | 0 | 2997.7882 | 28.3208
E02000584 | Kensington and Chelsea 008 | 1.2025 | 34.225 | 0 | 0 | 0 | 7655.76 | 23669.9158 | 252 | 0 | 0 | 0 | 0 | 0 | 0 | 0 | 0 | 3279.4093 | 34.8925
E02000585 | Kensington and Chelsea 009 | 4.5419 | 129.2688 | 0 | 0 | 0 | 6835.5 | 13091.509 | 126 | 0 | 0 | 0 | 0 | 0 | 0 | 0 | 0 | 3524.7939 | 23.7116
E02000586 | Kensington and Chelsea 010 | 11.4964 | 327.2059 | 0 | 0 | 0 | 15730.1235 | 16481.2747 | 0 | 0 | 0 | 0 | 0 | 0 | 0 | 0 | 0 | 6872.3438 | 39.4224
E02000587 | Kensington and Chelsea 011 | 39.1929 | 1115.4916 | 0 | 0 | 0 | 7147.98 | 27118.1257 | 252 | 0 | 0 | 649.8111 | 0 | 0 | 0 | 0 | 0 | 3195.5138 | 39.5181
E02000588 | Kensington and Chelsea 012 | 48.8681 | 1390.8621 | 0 | 0 | 0 | 19331.8808 | 32085.8858 | 126 | 0 | 0 | 324.9056 | 0 | 0 | 0 | 0 | 0 | 3284.1359 | 56.5925
E02000589 | Kensington and Chelsea 013 | 25.025 | 712.25 | 42853.0876 | 0 | 0 | 424.7775 | 13734.3956 | 126 | 0 | 0 | 324.9056 | 0 | 0 | 130.7704 | 0 | 6149.2 | 0 | 64.4804
E02000590 | Kensington and Chelsea 014 | 24.3994 | 694.4438 | 0 | 0 | 0 | 17126.7233 | 28170.122 | 378 | 0 | 0 | 108.3019 | 0 | 0 | 392.3112 | 0 | 0 | 3362.1232 | 50.2564
E02000591 | Kensington and Chelsea 015 | 24.8788 | 708.0875 | 0 | 0 | 0 | 3427.515 | 13675.9513 | 0 | 0 | 0 | 1715.1787 | 0 | 0 | 0 | 0 | 0 | 2719.7119 | 22.2713
E02000592 | Kensington and Chelsea 016 | 71.2644 | 2028.2938 | 0 | 0 | 0 | 16171.155 | 17533.2709 | 126 | 0 | 0 | 216.6037 | 0 | 0 | 0 | 0 | 0 | 3037.1758 | 39.1838
E02000593 | Kensington and Chelsea 017 | 0.11375 | 3.2375 | 0 | 0 | 0 | 863.4316 | 15020.1688 | 252 | 0 | 0 | 0 | 0 | 0 | 0 | 0 | 0 | 3004.4841 | 19.1434
E02000594 | Kensington and Chelsea 018 | 0 | 0 | 0 | 0 | 0 | 18376.3125 | 33137.8821 | 0 | 0 | 0 | 108.3019 | 0 | 0 | 0 | 0 | 0 | 3262.8666 | 54.8854
E02000595 | Kensington and Chelsea 019 | 10.6724 | 303.752 | 0 | 0 | 0 | 16538.6813 | 20397.0385 | 0 | 0 | 0 | 324.9056 | 0 | 0 | 0 | 0 | 0 | 3191.5751 | 40.7666
E02000596 | Kensington and Chelsea 020 | 0 | 0 | 0 | 0 | 0 | 863.4316 | 16072.165 | 126 | 0 | 0 | 433.2074 | 0 | 0 | 0 | 0 | 0 | 2970.6108 | 20.4654
E02000597 | Kensington and Chelsea 021 | 1.1496 | 32.7189 | 0 | 0 | 0 | 6757.38 | 11630.4031 | 0 | 0 | 0 | 216.6037 | 0 | 0 | 0 | 0 | 0 | 3436.1719 | 22.0744
E02000598 | Kingston upon Thames 001 | 37.9922 | 62.6599 | 0 | 0 | 0 | 4101.3 | 4685.2796 | 252 | 0 | 0 | 108.3019 | 0 | 0 | 0 | 0 | 0 | 0 | 9.2475
E02000599 | Kingston upon Thames 002 | 19.7339 | 84.3561 | 0 | 0 | 0 | 613.1025 | 4685.2796 | 0 | 0 | 0 | 0 | 0 | 0 | 0 | 0 | 0 | 0 | 5.4025
E02000600 | Kingston upon Thames 003 | 220.48 | 6234.0375 | 0 | 0 | 803.5373 | 3515.4 | 4178.7629 | 0 | 0 | 0 | 0 | 0 | 0 | 0 | 0 | 0 | 0 | 14.9522
E02000601 | Kingston upon Thames 004 | 95.94 | 2730.6 | 0 | 0 | 0 | 5937.12 | 5432.3918 | 126 | 0 | 0 | 0 | 0 | 0 | 0 | 0 | 0 | 0 | 14.3221
E02000602 | Kingston upon Thames 005 | 138.7506 | 3949.0563 | 0 | 0 | 0 | 4072.005 | 4824.5717 | 504 | 0 | 559.5 | 1281.9713 | 0 | 0 | 0 | 0 | 0 | 0 | 15.3299
E02000603 | Kingston upon Thames 006 | 298.1306 | 7824.8062 | 0 | 0 | 0 | 361.305 | 8941.9682 | 0 | 0 | 0 | 0 | 0 | 0 | 0 | 0 | 0 | 3467.6819 | 20.8939
E02000604 | Kingston upon Thames 007 | 414.7731 | 9983.0625 | 0 | 0 | 0 | 4159.89 | 5128.4817 | 378 | 0 | 0 | 541.5093 | 0 | 0 | 0 | 0 | 0 | 0 | 20.6057
E02000605 | Kingston upon Thames 008 | 331.8656 | 8155.0312 | 0 | 0 | 0 | 3105.27 | 4368.7067 | 0 | 7789.7311 | 0 | 0 | 0 | 0 | 0 | 0 | 0 | 3376.3028 | 27.1269
E02000606 | Kingston upon Thames 009 | 130.8938 | 3725.4375 | 0 | 20751.5811 | 0 | 3720.465 | 13851.284 | 252 | 0 | 0 | 541.5093 | 0 | 0 | 0 | 0 | 0 | 6608.8409 | 49.582
E02000607 | Kingston upon Thames 010 | 217.6931 | 5209.8313 | 0 | 0 | 11092.788 | 3603.285 | 4685.2796 | 0 | 0 | 0 | 0 | 0 | 248876.8712 | 0 | 0 | 0 | 6298.8607 | 279.9846
E02000608 | Kingston upon Thames 011 | 129.545 | 3687.05 | 0 | 0 | 0 | 6093.36 | 8766.6355 | 0 | 0 | 0 | 649.8111 | 0 | 0 | 0 | 0 | 0 | 0 | 19.3264
E02000609 | Kingston upon Thames 012 | 196.1619 | 5036.8562 | 0 | 0 | 0 | 613.1025 | 981.8632 | 126 | 0 | 0 | 0 | 0 | 0 | 0 | 0 | 0 | 3113.1938 | 10.0672
E02000610 | Kingston upon Thames 013 | 223.4863 | 6360.7625 | 0 | 0 | 0 | 3368.925 | 4064.7966 | 0 | 0 | 0 | 0 | 0 | 0 | 0 | 0 | 0 | 0 | 14.018
E02000611 | Kingston upon Thames 014 | 426.0913 | 8847.3937 | 0 | 0 | 0 | 613.1025 | 993.552 | 0 | 0 | 0 | 108.3019 | 0 | 0 | 0 | 0 | 0 | 6634.4428 | 17.6229
E02000612 | Kingston upon Thames 015 | 518.3425 | 14433.4688 | 0 | 0 | 0 | 613.1025 | 4685.2796 | 0 | 0 | 0 | 216.6037 | 0 | 0 | 0 | 0 | 0 | 3438.5351 | 23.9053
E02000613 | Kingston upon Thames 016 | 135.1756 | 3847.3063 | 0 | 0 | 0 | 613.1025 | 1005.2409 | 0 | 0 | 0 | 0 | 0 | 0 | 0 | 0 | 0 | 0 | 5.6008
E02000614 | Kingston upon Thames 017 | 1294.5319 | 35487.8562 | 0 | 0 | 0 | 3515.4 | 4140.7742 | 0 | 0 | 0 | 0 | 0 | 0 | 0 | 0 | 0 | 3797.3559 | 48.2359
E02000615 | Kingston upon Thames 018 | 348.855 | 8736.8563 | 0 | 0 | 0 | 3075.975 | 4140.7742 | 126 | 0 | 0 | 216.6037 | 0 | 0 | 0 | 0 | 0 | 6566.3023 | 23.2114
E02000616 | Kingston upon Thames 019 | 180.7488 | 4503.5938 | 0 | 0 | 0 | 613.1025 | 4685.2796 | 0 | 0 | 0 | 0 | 0 | 0 | 0 | 0 | 0 | 2599.9737 | 12.5827
E02000617 | Kingston upon Thames 020 | 1477.6775 | 41448.7875 | 0 | 0 | 0 | 4072.005 | 3798.8754 | 252 | 0 | 0 | 0 | 0 | 0 | 0 | 0 | 0 | 3622.0812 | 54.6714
E02000618 | Lambeth 001 | 79.9074 | 2274.2866 | 26062.8047 | 0 | 0 | 6171.48 | 20981.4809 | 126 | 0 | 0 | 216.6037 | 0 | 0 | 130.7704 | 0 | 2553.0291 | 3134.0692 | 61.7304
E02000619 | Lambeth 002 | 76.8869 | 2188.3187 | 0 | 0 | 0 | 3954.825 | 724.7085 | 0 | 0 | 0 | 0 | 0 | 0 | 0 | 0 | 0 | 3106.104 | 10.0508
E02000620 | Lambeth 003 | 95.5744 | 2639.2562 | 12282.6999 | 0 | 0 | 6015.24 | 4216.7517 | 0 | 0 | 0 | 1281.9713 | 0 | 0 | 130.7704 | 0 | 2895.7544 | 7496.2429 | 37.0543
E02000621 | Lambeth 004 | 66.8363 | 1902.2625 | 0 | 0 | 0 | 6835.5 | 9292.6336 | 0 | 0 | 0 | 108.3019 | 0 | 0 | 130.7704 | 0 | 0 | 3788.2968 | 22.1246
E02000622 | Lambeth 005 | 155.7007 | 4431.4804 | 0 | 0 | 0 | 3398.22 | 946.7966 | 0 | 0 | 0 | 0 | 0 | 0 | 0 | 0 | 0 | 2954.8557 | 11.8871
E02000623 | Lambeth 006 | 43.1275 | 1227.475 | 0 | 0 | 0 | 503.2881 | 783.1528 | 0 | 0 | 0 | 0 | 0 | 0 | 0 | 0 | 0 | 3002.1208 | 5.5592
E02000624 | Lambeth 007 | 109.8012 | 3011.3375 | 0 | 0 | 0 | 302.715 | 864.9747 | 0 | 0 | 0 | 0 | 0 | 0 | 0 | 0 | 0 | 3040.3268 | 7.3292
E02000625 | Lambeth 008 | 99.3037 | 2826.3375 | 0 | 0 | 0 | 3281.04 | 1075.374 | 0 | 0 | 0 | 0 | 0 | 0 | 130.7704 | 0 | 0 | 3499.9798 | 10.9128
E02000626 | Lambeth 009 | 39.9409 | 1136.7805 | 0 | 0 | 0 | 410.13 | 794.8416 | 0 | 0 | 0 | 0 | 0 | 0 | 0 | 0 | 0 | 3278.2277 | 5.6599
E02000627 | Lambeth 010 | 31.8581 | 906.7313 | 0 | 0 | 0 | 439.425 | 864.9747 | 0 | 0 | 0 | 0 | 0 | 0 | 0 | 0 | 0 | 3394.4211 | 5.6374
E02000628 | Lambeth 011 | 95.1031 | 2706.7812 | 0 | 0 | 0 | 419.895 | 4938.538 | 0 | 0 | 0 | 108.3019 | 0 | 0 | 261.5408 | 0 | 0 | 3890.7045 | 12.4209
E02000629 | Lambeth 012 | 27.5925 | 727.975 | 0 | 0 | 0 | 2929.5 | 4672.6167 | 0 | 0 | 0 | 216.6037 | 0 | 0 | 0 | 0 | 0 | 3321.9479 | 11.8962
E02000630 | Lambeth 013 | 90.2362 | 2568.2625 | 13444.078 | 0 | 0 | 3486.105 | 5508.3693 | 0 | 0 | 0 | 0 | 0 | 0 | 0 | 0 | 2491.8642 | 2602.337 | 30.1913
E02000631 | Lambeth 014 | 190.4106 | 5419.3799 | 136134.9536 | 0 | 0 | 503.2881 | 958.4855 | 0 | 0 | 1881.8762 | 0 | 0 | 0 | 0 | 0 | 7572.57 | 3275.8645 | 155.9368
E02000632 | Lambeth 015 | 11.3506 | 323.0562 | 0 | 0 | 0 | 3749.76 | 4406.6954 | 0 | 0 | 0 | 433.2074 | 0 | 0 | 0 | 0 | 0 | 3536.2163 | 12.4603
E02000633 | Lambeth 016 | 95.9725 | 2731.525 | 17813.0565 | 0 | 0 | 424.7775 | 3874.8529 | 0 | 0 | 0 | 1390.2731 | 0 | 0 | 0 | 0 | 2678.3273 | 3071.8368 | 32.0806
E02000634 | Lambeth 017 | 55.0794 | 1567.6437 | 0 | 0 | 0 | 2929.5 | 10286.1856 | 0 | 0 | 0 | 108.3019 | 0 | 0 | 0 | 0 | 0 | 2657.0857 | 17.6038
E02000635 | Lambeth 018 | 0 | 0 | 0 | 0 | 0 | 307.5975 | 876.6635 | 0 | 0 | 0 | 108.3019 | 0 | 0 | 0 | 0 | 0 | 6540.3065 | 7.8329
E02000636 | Lambeth 019 | 335.5138 | 9549.2375 | 0 | 0 | 0 | 503.2881 | 10344.6299 | 0 | 0 | 0 | 1281.9713 | 0 | 0 | 130.7704 | 0 | 0 | 2675.9917 | 24.8214
E02000637 | Lambeth 020 | 0.68973 | 19.6308 | 0 | 0 | 0 | 3486.105 | 970.1743 | 0 | 0 | 0 | 108.3019 | 0 | 0 | 0 | 0 | 0 | 2967.4598 | 7.5524
E02000638 | Lambeth 021 | 153.1887 | 4284.1375 | 0 | 0 | 0 | 503.2881 | 946.7966 | 0 | 0 | 0 | 108.3019 | 0 | 0 | 0 | 0 | 0 | 3418.8414 | 9.4146
E02000639 | Lambeth 022 | 153.0831 | 4356.9812 | 0 | 0 | 0 | 503.2881 | 5660.3243 | 0 | 0 | 0 | 108.3019 | 0 | 0 | 0 | 0 | 0 | 3340.854 | 14.1228
E02000640 | Lambeth 023 | 59.8162 | 1702.4625 | 0 | 0 | 0 | 3046.68 | 4221.6534 | 0 | 0 | 0 | 0 | 0 | 0 | 0 | 0 | 0 | 3283.3481 | 12.314
E02000641 | Lambeth 024 | 0.20722 | 5.8977 | 0 | 0 | 0 | 503.2881 | 993.552 | 0 | 0 | 0 | 0 | 0 | 0 | 0 | 0 | 0 | 0 | 1.5029
E02000642 | Lambeth 025 | 111.4202 | 59.9519 | 0 | 0 | 0 | 463.8375 | 1145.507 | 0 | 0 | 0 | 324.9056 | 0 | 0 | 0 | 0 | 0 | 3553.5469 | 5.6592
E02000643 | Lambeth 026 | 84.5812 | 2407.3125 | 0 | 0 | 0 | 503.2881 | 958.4855 | 0 | 0 | 0 | 324.9056 | 0 | 0 | 0 | 0 | 0 | 12662.317 | 16.9409
E02000644 | Lambeth 027 | 43.3306 | 1233.2562 | 0 | 0 | 0 | 503.2881 | 1075.374 | 0 | 0 | 0 | 433.2074 | 0 | 0 | 0 | 0 | 0 | 0 | 3.2885
E02000645 | Lambeth 028 | 5.7038 | 95.0438 | 29373.3412 | 0 | 0 | 273.42 | 1051.9963 | 0 | 0 | 0 | 0 | 0 | 0 | 0 | 0 | 2426.7893 | 3318.7969 | 36.5451
E02000646 | Lambeth 029 | 76.2288 | 2169.5875 | 0 | 0 | 0 | 478.485 | 4786.583 | 0 | 0 | 0 | 649.8111 | 0 | 0 | 0 | 0 | 0 | 0 | 8.1607
E02000647 | Lambeth 030 | 43.7002 | 1243.7756 | 0 | 0 | 0 | 503.2881 | 4221.6534 | 0 | 0 | 0 | 0 | 0 | 0 | 0 | 0 | 0 | 0 | 6.0124
E02000648 | Lambeth 031 | 4.0823 | 1.026 | 0 | 0 | 0 | 503.2881 | 4221.6534 | 0 | 0 | 997.9747 | 0 | 0 | 0 | 0 | 0 | 0 | 2766.1893 | 8.4942
E02000649 | Lambeth 032 | 35.6037 | 1013.3375 | 0 | 0 | 0 | 380.835 | 958.4855 | 0 | 0 | 0 | 0 | 0 | 0 | 0 | 0 | 0 | 3892.28 | 6.2805
E02000650 | Lambeth 033 | 165.1731 | 4701.0813 | 0 | 0 | 0 | 346.6575 | 1016.9297 | 0 | 0 | 0 | 0 | 0 | 0 | 0 | 0 | 0 | 2984.7903 | 9.2146
E02000651 | Lambeth 034 | 54.5421 | 1552.3521 | 0 | 0 | 0 | 449.19 | 4444.6842 | 0 | 0 | 0 | 108.3019 | 0 | 0 | 0 | 0 | 0 | 3117.1325 | 9.7262
E02000652 | Lambeth 035 | 40.95 | 807.0625 | 0 | 0 | 0 | 463.8375 | 4221.6534 | 0 | 0 | 0 | 0 | 0 | 0 | 0 | 0 | 0 | 2724.8323 | 8.2583
E02000653 | Lewisham 001 | 178.7419 | 4932.3313 | 0 | 0 | 0 | 3193.155 | 4976.5267 | 0 | 0 | 0 | 0 | 0 | 0 | 0 | 0 | 0 | 3071.8368 | 16.3526
E02000654 | Lewisham 002 | 236.2425 | 6621.3813 | 0 | 0 | 0 | 410.13 | 876.6635 | 252 | 0 | 0 | 0 | 0 | 0 | 0 | 0 | 0 | 3153.763 | 11.5502
E02000655 | Lewisham 003 | 138.385 | 3938.65 | 0 | 0 | 413910 | 374.2542 | 8825.0797 | 126 | 0 | 0 | 108.3019 | 0 | 0 | 0 | 0 | 0 | 3318.0092 | 430.7387
E02000656 | Lewisham 004 | 168.5369 | 4542.9062 | 107777.0175 | 0 | 0 | 390.6 | 888.3524 | 126 | 0 | 0 | 0 | 0 | 0 | 0 | 0 | 7355.1821 | 3377.0905 | 124.6257
E02000657 | Lewisham 005 | 89.7812 | 2075.2375 | 0 | 0 | 0 | 341.775 | 923.4189 | 126 | 0 | 0 | 108.3019 | 0 | 0 | 0 | 0 | 0 | 3424.7495 | 7.0893
E02000658 | Lewisham 006 | 124.0444 | 3530.4938 | 0 | 0 | 0 | 375.9525 | 900.0412 | 126 | 0 | 0 | 0 | 0 | 0 | 0 | 0 | 0 | 3228.9933 | 8.2855
E02000659 | Lewisham 007 | 368.5581 | 10489.7313 | 0 | 0 | 0 | 463.8375 | 8825.0797 | 126 | 0 | 0 | 0 | 0 | 0 | 0 | 0 | 0 | 2901.6825 | 23.1749
E02000660 | Lewisham 008 | 82.8019 | 2356.6687 | 0 | 0 | 0 | 361.305 | 829.9082 | 0 | 0 | 0 | 0 | 0 | 0 | 0 | 0 | 0 | 3022.2085 | 6.6529
E02000661 | Lewisham 009 | 770.0631 | 21726.4 | 0 | 0 | 0 | 371.07 | 10461.5183 | 0 | 0 | 0 | 108.3019 | 0 | 0 | 0 | 0 | 0 | 2299.0526 | 35.7364
E02000662 | Lewisham 010 | 114.3919 | 2717.4187 | 0 | 0 | 0 | 249.0075 | 748.0862 | 126 | 0 | 0 | 0 | 0 | 0 | 0 | 0 | 0 | 2913.1049 | 6.868
E02000663 | Lewisham 011 | 127.0019 | 3614.6687 | 0 | 0 | 0 | 374.2542 | 4254.7404 | 0 | 0 | 0 | 108.3019 | 0 | 0 | 0 | 0 | 0 | 2708.2895 | 11.1873
E02000664 | Lewisham 012 | 274.9744 | 7696.4625 | 0 | 0 | 0 | 424.7775 | 5166.4705 | 252 | 0 | 0 | 1390.2731 | 0 | 0 | 0 | 0 | 0 | 3571.2713 | 18.7762
E02000665 | Lewisham 013 | 59.7493 | 1627.7123 | 13628.9439 | 0 | 0 | 415.0125 | 3874.8529 | 0 | 0 | 0 | 0 | 0 | 0 | 0 | 0 | 1745.5842 | 5269.2695 | 26.6211
E02000666 | Lewisham 014 | 225.3794 | 6414.6438 | 0 | 0 | 0 | 374.2542 | 1016.9297 | 0 | 0 | 0 | 0 | 0 | 0 | 0 | 0 | 0 | 2880.4132 | 10.9116
E02000667 | Lewisham 015 | 101.8631 | 2899.1813 | 0 | 0 | 0 | 341.775 | 1016.9297 | 126 | 0 | 0 | 0 | 0 | 0 | 0 | 0 | 0 | 2475.9029 | 6.9617
E02000668 | Lewisham 016 | 31.6388 | 900.4875 | 0 | 0 | 0 | 374.2542 | 4292.7292 | 0 | 0 | 0 | 0 | 0 | 0 | 0 | 0 | 0 | 0 | 5.5991
E02000669 | Lewisham 017 | 19.2644 | 548.2938 | 0 | 0 | 0 | 366.1875 | 1005.2409 | 0 | 0 | 0 | 108.3019 | 0 | 0 | 0 | 0 | 0 | 2861.1133 | 4.9084
E02000670 | Lewisham 018 | 168.6344 | 4646.9688 | 0 | 0 | 0 | 332.01 | 4558.6504 | 0 | 0 | 0 | 0 | 0 | 0 | 0 | 0 | 0 | 5556.0111 | 15.2623
E02000671 | Lewisham 019 | 175.8494 | 4929.325 | 0 | 0 | 0 | 366.1875 | 970.1743 | 126 | 0 | 0 | 0 | 0 | 0 | 0 | 0 | 0 | 0 | 6.5675
E02000672 | Lewisham 020 | 318.8737 | 9072.4 | 0 | 0 | 0 | 341.775 | 3874.8529 | 378 | 0 | 0 | 2148.3861 | 0 | 0 | 0 | 0 | 0 | 3175.4262 | 19.3097
E02000673 | Lewisham 021 | 89.2805 | 2541.0606 | 0 | 0 | 0 | 317.3625 | 4064.7966 | 126 | 0 | 0 | 216.6037 | 0 | 0 | 0 | 0 | 0 | 0 | 7.3551
E02000674 | Lewisham 022 | 14.3731 | 100.825 | 0 | 0 | 0 | 374.2542 | 853.2859 | 0 | 0 | 0 | 0 | 0 | 0 | 0 | 0 | 0 | 0 | 1.3427
E02000675 | Lewisham 023 | 225.1194 | 5373.7875 | 0 | 0 | 0 | 374.2542 | 911.7301 | 0 | 0 | 0 | 108.3019 | 0 | 0 | 0 | 0 | 0 | 3155.3385 | 10.1485
E02000676 | Lewisham 024 | 35.3031 | 912.5125 | 18275.7623 | 0 | 0 | 429.66 | 900.0412 | 0 | 0 | 0 | 108.3019 | 0 | 0 | 0 | 0 | 1546.3809 | 0 | 22.208
E02000677 | Lewisham 025 | 31.1675 | 762.8937 | 0 | 0 | 0 | 346.6575 | 1110.4405 | 0 | 0 | 0 | 0 | 0 | 0 | 0 | 0 | 0 | 5805.7283 | 8.0569
E02000678 | Lewisham 026 | 167.0256 | 4350.5063 | 0 | 0 | 0 | 374.2542 | 3863.6797 | 0 | 0 | 0 | 0 | 0 | 0 | 0 | 0 | 0 | 0 | 8.7555
E02000679 | Lewisham 027 | 195.0488 | 5240.3562 | 0 | 0 | 0 | 374.2542 | 958.4855 | 0 | 0 | 0 | 0 | 0 | 0 | 0 | 0 | 0 | 2903.6519 | 9.6718
E02000680 | Lewisham 028 | 130.9263 | 3726.3625 | 89450.9355 | 0 | 0 | 307.5975 | 923.4189 | 252 | 0 | 0 | 0 | 0 | 0 | 0 | 0 | 9345.6869 | 0 | 104.1369
E02000681 | Lewisham 029 | 535.7787 | 12245.3813 | 0 | 0 | 0 | 374.2542 | 9000.4124 | 252 | 0 | 0 | 0 | 0 | 0 | 0 | 0 | 0 | 6118.0717 | 28.5259
E02000682 | Lewisham 030 | 246.025 | 6657.4563 | 19858.5279 | 0 | 0 | 374.2542 | 3863.6797 | 126 | 0 | 0 | 0 | 0 | 0 | 0 | 0 | 2877.3253 | 0 | 34.0033
E02000683 | Lewisham 031 | 102.4999 | 2374.0981 | 0 | 0 | 0 | 371.07 | 4710.6055 | 0 | 0 | 0 | 0 | 0 | 0 | 0 | 0 | 0 | 2562.9494 | 10.1212
E02000684 | Lewisham 032 | 192.0263 | 5433.2188 | 0 | 0 | 0 | 374.2542 | 3950.8304 | 252 | 0 | 0 | 216.6037 | 0 | 0 | 0 | 0 | 0 | 5262.1798 | 15.6811
E02000685 | Lewisham 033 | 255.84 | 6745.7937 | 0 | 0 | 0 | 374.2542 | 1110.4405 | 252 | 0 | 0 | 216.6037 | 0 | 0 | 0 | 0 | 0 | 0 | 8.9549
E02000686 | Lewisham 034 | 997.3925 | 27801.8 | 0 | 0 | 0 | 361.305 | 993.552 | 252 | 0 | 0 | 108.3019 | 0 | 0 | 0 | 0 | 0 | 2620.0614 | 33.1344
E02000687 | Lewisham 035 | 35.4575 | 638.7125 | 0 | 0 | 0 | 390.6 | 1005.2409 | 0 | 0 | 0 | 433.2074 | 0 | 0 | 0 | 0 | 0 | 0 | 2.5032
E02000688 | Lewisham 036 | 646.5956 | 18056.4625 | 0 | 0 | 0 | 374.2542 | 5204.4593 | 0 | 0 | 0 | 108.3019 | 0 | 0 | 0 | 0 | 0 | 2826.8461 | 27.2169
E02000689 | Merton 001 | 76.5619 | 1139.1375 | 228774.1847 | 0 | 0 | 550.3663 | 9467.9663 | 126 | 0 | 0 | 0 | 0 | 0 | 0 | 51100 | 25333.6884 | 3296.346 | 319.8643
E02000690 | Merton 002 | 366.2715 | 10164.032 | 0 | 0 | 0 | 15803.6288 | 4882.4593 | 126 | 0 | 0 | 0 | 0 | 0 | 0 | 0 | 0 | 0 | 31.3424
E02000691 | Merton 003 | 32.8619 | 828.695 | 0 | 0 | 0 | 6054.3 | 14903.2803 | 0 | 0 | 0 | 433.2074 | 0 | 0 | 0 | 0 | 0 | 0 | 22.2523
E02000692 | Merton 004 | 27.235 | 775.15 | 0 | 0 | 0 | 7265.16 | 12390.1781 | 126 | 0 | 0 | 216.6037 | 0 | 0 | 0 | 0 | 0 | 0 | 20.8003
E02000693 | Merton 005 | 217.7256 | 6196.8062 | 0 | 0 | 0 | 454.0725 | 11922.6242 | 252 | 0 | 0 | 108.3019 | 0 | 0 | 0 | 0 | 0 | 3677.2238 | 22.8288
E02000694 | Merton 006 | 68.3312 | 1895.325 | 0 | 0 | 0 | 3486.105 | 5318.4255 | 126 | 0 | 0 | 108.3019 | 0 | 0 | 0 | 0 | 0 | 3666.1953 | 14.6687
E02000695 | Merton 007 | 42.4612 | 266.8625 | 0 | 0 | 0 | 550.3663 | 1098.7516 | 0 | 0 | 0 | 0 | 0 | 0 | 0 | 0 | 0 | 3385.7558 | 5.3442
E02000696 | Merton 008 | 74.9938 | 1877.75 | 28907.8028 | 0 | 0 | 550.3663 | 993.552 | 0 | 0 | 0 | 0 | 0 | 0 | 0 | 0 | 2415.5446 | 3478.7105 | 38.2987
E02000697 | Merton 009 | 147.94 | 4210.6 | 51236.4452 | 0 | 0 | 6405.84 | 9701.7433 | 126 | 0 | 0 | 541.5093 | 0 | 0 | 130.7704 | 0 | 3546.5393 | 9585.7537 | 85.6331
E02000698 | Merton 010 | 531.4075 | 13617.6187 | 0 | 0 | 0 | 3515.4 | 4882.4593 | 0 | 0 | 0 | 0 | 0 | 0 | 0 | 0 | 0 | 0 | 22.5469
E02000699 | Merton 011 | 125.97 | 3585.3 | 13761.3829 | 0 | 0 | 458.955 | 3950.8304 | 0 | 0 | 0 | 0 | 0 | 0 | 0 | 0 | 3244.3669 | 3319.5847 | 28.4464
E02000700 | Merton 012 | 146.3475 | 2849 | 0 | 0 | 0 | 434.5425 | 4882.4593 | 0 | 0 | 0 | 0 | 0 | 0 | 0 | 0 | 0 | 3428.2944 | 11.7406
E02000701 | Merton 013 | 232.375 | 5740.3188 | 0 | 0 | 0 | 3046.68 | 4026.8079 | 126 | 0 | 0 | 0 | 0 | 0 | 0 | 0 | 0 | 3601.5997 | 16.7738
E02000702 | Merton 014 | 848.6644 | 24154.2938 | 0 | 0 | 0 | 550.3663 | 3912.8416 | 0 | 0 | 559.5 | 0 | 0 | 0 | 0 | 0 | 0 | 3138.4018 | 33.1641
E02000703 | Merton 015 | 132.5369 | 3772.205 | 0 | 0 | 0 | 3163.86 | 970.1743 | 0 | 0 | 0 | 108.3019 | 0 | 0 | 0 | 0 | 0 | 3153.763 | 11.3008
E02000704 | Merton 016 | 644.6537 | 16712.4375 | 0 | 0 | 0 | 2988.09 | 4406.6954 | 252 | 0 | 0 | 1281.9713 | 0 | 0 | 0 | 0 | 0 | 13184.2024 | 39.4701
E02000705 | Merton 017 | 300.0888 | 8106.0063 | 0 | 0 | 0 | 550.3663 | 4140.7742 | 0 | 0 | 0 | 0 | 0 | 0 | 0 | 0 | 0 | 3481.4676 | 16.5787
E02000706 | Merton 018 | 111.6294 | 3177.1438 | 0 | 0 | 0 | 395.4825 | 1145.507 | 126 | 0 | 0 | 1606.8768 | 0 | 0 | 0 | 0 | 0 | 3528.3388 | 10.091
E02000707 | Merton 019 | 572.6419 | 16001.3438 | 0 | 0 | 0 | 550.3663 | 4882.4593 | 0 | 0 | 0 | 0 | 0 | 0 | 0 | 0 | 0 | 3053.7186 | 25.0605
E02000708 | Merton 020 | 635.8625 | 17827.525 | 0 | 0 | 0 | 473.6025 | 11805.7358 | 0 | 0 | 0 | 0 | 0 | 0 | 0 | 0 | 0 | 3445.6249 | 34.1884
E02000709 | Merton 021 | 488.1825 | 12842.4688 | 0 | 0 | 0 | 550.3663 | 900.0412 | 0 | 0 | 0 | 0 | 0 | 0 | 0 | 0 | 0 | 9971.7519 | 24.7528
E02000710 | Merton 022 | 175.9165 | 4961.5305 | 0 | 0 | 0 | 341.775 | 1157.1959 | 126 | 0 | 0 | 0 | 0 | 0 | 0 | 0 | 0 | 28182.2025 | 34.9446
E02000711 | Merton 023 | 224.2677 | 6383.0046 | 0 | 0 | 0 | 312.48 | 3988.8191 | 0 | 0 | 0 | 433.2074 | 0 | 0 | 0 | 0 | 0 | 0 | 11.3418
E02000712 | Merton 024 | 753.09 | 20546.3312 | 0 | 0 | 0 | 468.72 | 888.3524 | 0 | 0 | 0 | 0 | 0 | 0 | 0 | 0 | 0 | 0 | 22.6565
E02000713 | Merton 025 | 231.3106 | 6583.4563 | 0 | 0 | 0 | 351.54 | 3912.8416 | 0 | 0 | 559.5 | 0 | 0 | 0 | 0 | 0 | 0 | 2908.3784 | 14.547
E02000714 | Newham 001 | 22.6606 | 644.9562 | 0 | 0 | 0 | 244.125 | 783.1528 | 0 | 0 | 0 | 216.6037 | 0 | 0 | 0 | 0 | 0 | 0 | 1.9115
E02000715 | Newham 002 | 33.7431 | 960.3813 | 0 | 0 | 0 | 415.5008 | 1133.8182 | 0 | 0 | 0 | 0 | 0 | 0 | 0 | 0 | 0 | 2300.2343 | 4.8437
E02000716 | Newham 003 | 21.2469 | 33.5312 | 0 | 0 | 0 | 415.5008 | 970.1743 | 0 | 0 | 559.5 | 216.6037 | 0 | 0 | 0 | 0 | 0 | 7165.3873 | 9.3819
E02000717 | Newham 004 | 22.1812 | 631.3125 | 0 | 0 | 0 | 356.4225 | 1122.1293 | 0 | 0 | 0 | 0 | 0 | 0 | 0 | 0 | 0 | 0 | 2.132
E02000718 | Newham 005 | 252.9231 | 6991.6125 | 0 | 0 | 0 | 415.5008 | 251.3102 | 0 | 0 | 0 | 0 | 0 | 0 | 0 | 0 | 0 | 8175.2847 | 16.0866
E02000719 | Newham 006 | 36.5787 | 1041.0875 | 0 | 0 | 0 | 415.5008 | 1087.0628 | 0 | 0 | 0 | 0 | 0 | 0 | 0 | 0 | 0 | 0 | 2.5802
E02000720 | Newham 007 | 4.2169 | 120.0187 | 0 | 0 | 0 | 415.5008 | 3912.8416 | 0 | 0 | 0 | 0 | 0 | 0 | 0 | 0 | 0 | 0 | 4.4526
E02000721 | Newham 008 | 14.1619 | 403.0688 | 0 | 0 | 0 | 434.5425 | 946.7966 | 0 | 0 | 0 | 0 | 0 | 0 | 0 | 0 | 0 | 0 | 1.7986
E02000722 | Newham 009 | 13.1463 | 374.1625 | 0 | 0 | 0 | 424.7775 | 1005.2409 | 126 | 0 | 0 | 0 | 0 | 0 | 0 | 0 | 0 | 0 | 1.9433
E02000723 | Newham 010 | 93.2506 | 2654.0563 | 0 | 0 | 0 | 405.2475 | 4292.7292 | 0 | 0 | 0 | 649.8111 | 0 | 0 | 0 | 0 | 0 | 0 | 8.0951
E02000724 | Newham 011 | 8.385 | 238.65 | 0 | 0 | 0 | 415.5008 | 1110.0634 | 0 | 0 | 0 | 0 | 0 | 0 | 0 | 0 | 0 | 0 | 1.7726
E02000725 | Newham 012 | 27.6331 | 786.4813 | 0 | 0 | 0 | 3222.45 | 5584.3468 | 126 | 0 | 0 | 433.2074 | 0 | 0 | 0 | 0 | 0 | 0 | 10.1801
E02000726 | Newham 013 | 675.675 | 18229.2062 | 0 | 0 | 0 | 3163.86 | 4482.6729 | 0 | 0 | 498.9873 | 108.3019 | 0 | 0 | 0 | 0 | 0 | 17277.359 | 44.4361
E02000727 | Newham 014 | 14.0319 | 361.675 | 0 | 0 | 0 | 375.9525 | 4330.7179 | 0 | 0 | 0 | 0 | 0 | 0 | 0 | 0 | 0 | 0 | 5.0824
E02000728 | Newham 015 | 177.1413 | 5041.7125 | 0 | 0 | 0 | 415.5008 | 1110.0634 | 0 | 0 | 0 | 0 | 0 | 0 | 0 | 0 | 0 | 2833.542 | 9.578
E02000729 | Newham 016 | 0 | 0 | 0 | 0 | 0 | 415.5008 | 736.3974 | 0 | 0 | 0 | 0 | 0 | 0 | 0 | 0 | 0 | 0 | 1.1519
E02000730 | Newham 017 | 0 | 0 | 0 | 0 | 0 | 346.6575 | 3950.8304 | 0 | 7789.7311 | 0 | 216.6037 | 0 | 0 | 0 | 0 | 0 | 0 | 12.3038
E02000731 | Newham 018 | 30.875 | 878.75 | 0 | 0 | 0 | 346.6575 | 5508.3693 | 0 | 0 | 0 | 108.3019 | 0 | 0 | 0 | 0 | 0 | 0 | 6.873
E02000732 | Newham 019 | 73.8481 | 2101.8313 | 0 | 0 | 0 | 415.5008 | 3874.8529 | 0 | 0 | 0 | 0 | 0 | 0 | 0 | 0 | 0 | 0 | 6.466
E02000733 | Newham 020 | 94.9325 | 2701.925 | 0 | 0 | 0 | 395.4825 | 1110.0634 | 0 | 0 | 0 | 0 | 0 | 0 | 0 | 0 | 0 | 7636.4627 | 11.9389
E02000734 | Newham 021 | 31.8419 | 906.2687 | 0 | 0 | 0 | 415.5008 | 970.1743 | 126 | 0 | 0 | 0 | 0 | 0 | 0 | 0 | 0 | 0 | 2.4498
E02000735 | Newham 022 | 80.47 | 1599.325 | 0 | 0 | 0 | 415.0125 | 981.8632 | 0 | 0 | 0 | 0 | 0 | 0 | 0 | 0 | 0 | 0 | 3.0767
E02000736 | Newham 023 | 476.8481 | 11140.4688 | 0 | 0 | 0 | 307.5975 | 3988.8191 | 0 | 0 | 0 | 0 | 0 | 0 | 0 | 0 | 0 | 8676.6885 | 24.5904
E02000737 | Newham 024 | 207.22 | 5897.8 | 10261.773 | 0 | 0 | 346.6575 | 1016.9297 | 126 | 0 | 0 | 0 | 0 | 0 | 0 | 0 | 2419.3032 | 0 | 20.2757
E02000738 | Newham 025 | 14.7794 | 420.6438 | 0 | 0 | 0 | 415.5008 | 888.3524 | 0 | 0 | 0 | 0 | 0 | 0 | 0 | 0 | 0 | 0 | 1.7393
E02000739 | Newham 026 | 75.0425 | 2135.825 | 0 | 0 | 0 | 390.6 | 970.1743 | 0 | 0 | 498.9873 | 0 | 0 | 0 | 0 | 0 | 0 | 15607.7198 | 19.6783
E02000740 | Newham 027 | 291.33 | 8291.7 | 0 | 0 | 0 | 415.5008 | 701.3308 | 0 | 0 | 559.5 | 0 | 0 | 0 | 0 | 0 | 0 | 2148.986 | 12.4083
E02000741 | Newham 028 | 211.3394 | 6015.0437 | 0 | 0 | 0 | 410.13 | 3836.8641 | 0 | 0 | 0 | 0 | 0 | 0 | 0 | 0 | 0 | 5055.0011 | 15.5284
E02000742 | Newham 029 | 142.2769 | 4049.4187 | 0 | 0 | 0 | 415.5008 | 1110.0634 | 0 | 0 | 0 | 0 | 0 | 0 | 0 | 0 | 0 | 8430.91 | 14.1482
E02000743 | Newham 030 | 53.7062 | 1528.5625 | 0 | 0 | 0 | 419.895 | 970.1743 | 126 | 0 | 0 | 0 | 0 | 0 | 0 | 0 | 0 | 2401.8542 | 5.5002
E02000744 | Newham 031 | 71.7275 | 2041.475 | 0 | 0 | 0 | 351.54 | 1122.1293 | 126 | 0 | 0 | 0 | 0 | 0 | 0 | 0 | 0 | 2247.8488 | 5.9607
E02000745 | Newham 032 | 168.8212 | 4804.9125 | 0 | 0 | 0 | 415.5008 | 771.4639 | 0 | 0 | 0 | 0 | 0 | 0 | 0 | 0 | 0 | 2635.0286 | 8.7957
E02000746 | Newham 033 | 1591.9394 | 44949.9125 | 0 | 438747.7144 | 74898 | 3632.58 | 9760.1875 | 0 | 0 | 0 | 2672.2444 | 0 | 4132665.9404 | 0 | 0 | 0 | 2371.5258 | 4711.29
E02000747 | Newham 034 | 380.3963 | 10826.6625 | 229765.5015 | 160083.6255 | 803.5373 | 415.5008 | 4330.7179 | 252 | 0 | 0 | 0 | 0 | 0 | 0 | 51100 | 13442.4456 | 2823.6951 | 474.2241
E02000748 | Newham 035 | 790.9037 | 21674.1375 | 0 | 0 | 0 | 415.5008 | 1110.0634 | 0 | 0 | 0 | 433.2074 | 0 | 0 | 0 | 0 | 0 | 2166.3165 | 26.5901
E02000749 | Newham 036 | 296.1888 | 7837.0625 | 0 | 0 | 0 | 415.5008 | 981.8632 | 0 | 0 | 0 | 0 | 0 | 0 | 0 | 0 | 0 | 2520.8047 | 12.0514
E02000750 | Newham 037 | 767.5362 | 21845.2625 | 35173.1485 | 0 | 11192.1264 | 4013.415 | 1110.0634 | 0 | 7789.7311 | 498.9873 | 0 | 0 | 0 | 0 | 0 | 1971.0041 | 2694.5039 | 87.0558
E02000751 | Redbridge 001 | 560.3 | 15846.6375 | 0 | 0 | 0 | 462.2957 | 1110.4405 | 0 | 0 | 0 | 0 | 0 | 0 | 0 | 0 | 0 | 3900.5514 | 21.8802
E02000752 | Redbridge 002 | 2175.2087 | 61909.7875 | 0 | 0 | 0 | 385.7175 | 1016.9297 | 0 | 0 | 0 | 0 | 0 | 0 | 0 | 0 | 0 | 0 | 65.4876
E02000753 | Redbridge 003 | 76.2531 | 2170.2812 | 0 | 0 | 0 | 462.2957 | 3953.8695 | 0 | 0 | 0 | 108.3019 | 0 | 0 | 0 | 0 | 0 | 0 | 6.771
E02000754 | Redbridge 004 | 495.8363 | 14112.2625 | 0 | 0 | 0 | 462.2957 | 3988.8191 | 0 | 0 | 0 | 0 | 0 | 0 | 0 | 0 | 0 | 2546.0127 | 21.6052
E02000755 | Redbridge 005 | 612.1456 | 17084.9813 | 0 | 0 | 0 | 361.305 | 1028.6186 | 0 | 0 | 0 | 216.6037 | 0 | 0 | 0 | 0 | 0 | 9340.763 | 28.6444
E02000756 | Redbridge 006 | 1666.0881 | 45560.4125 | 0 | 0 | 0 | 424.7775 | 4634.628 | 252 | 0 | 0 | 108.3019 | 0 | 0 | 0 | 0 | 0 | 0 | 52.6462
E02000757 | Redbridge 007 | 159.6481 | 4265.8687 | 35127.7532 | 0 | 0 | 3163.86 | 5204.4593 | 378 | 0 | 0 | 541.5093 | 0 | 0 | 0 | 0 | 1878.9124 | 0 | 50.72
E02000758 | Redbridge 008 | 339.6494 | 9666.9438 | 0 | 0 | 0 | 462.2957 | 3953.8695 | 126 | 0 | 0 | 0 | 0 | 0 | 0 | 0 | 0 | 0 | 14.5488
E02000759 | Redbridge 009 | 867.5956 | 23265.8312 | 0 | 0 | 0 | 3163.86 | 1075.374 | 0 | 0 | 0 | 0 | 0 | 0 | 0 | 0 | 0 | 9541.2457 | 37.9139
E02000760 | Redbridge 010 | 161.4194 | 3543.2125 | 255456.066 | 0 | 0 | 462.2957 | 3953.8695 | 0 | 0 | 0 | 216.6037 | 0 | 0 | 0 | 0 | 11038.0218 | 0 | 274.8315
E02000761 | Redbridge 011 | 212.7612 | 6055.5125 | 0 | 0 | 0 | 322.245 | 3953.8695 | 0 | 0 | 0 | 0 | 0 | 0 | 0 | 0 | 0 | 0 | 10.5444
E02000762 | Redbridge 012 | 42.6156 | 1212.9062 | 0 | 0 | 0 | 462.2957 | 1087.0628 | 0 | 0 | 0 | 0 | 0 | 0 | 0 | 0 | 0 | 0 | 2.8049
E02000763 | Redbridge 013 | 1866.1662 | 52245.85 | 0 | 0 | 0 | 462.2957 | 4710.6055 | 126 | 0 | 0 | 108.3019 | 0 | 0 | 0 | 0 | 0 | 0 | 59.5192
E02000764 | Redbridge 014 | 342.03 | 9734.7 | 0 | 0 | 0 | 16685.6918 | 5090.493 | 126 | 0 | 0 | 216.6037 | 0 | 0 | 0 | 0 | 0 | 0 | 32.1955
E02000765 | Redbridge 015 | 33.6619 | 958.0688 | 0 | 0 | 0 | 462.2957 | 3798.8754 | 0 | 0 | 0 | 1390.2731 | 0 | 0 | 0 | 0 | 0 | 0 | 6.6432
E02000766 | Redbridge 016 | 372.2875 | 10218.2437 | 0 | 0 | 0 | 3456.81 | 3953.8695 | 0 | 0 | 0 | 1281.9713 | 0 | 0 | 0 | 51100 | 0 | 2556.2535 | 72.9394
E02000767 | Redbridge 017 | 76.6513 | 2181.6125 | 0 | 0 | 0 | 429.66 | 5508.3693 | 0 | 0 | 0 | 0 | 0 | 0 | 0 | 0 | 0 | 0 | 8.1963
E02000768 | Redbridge 018 | 488.6835 | 10536.1333 | 0 | 0 | 0 | 462.2957 | 3953.8695 | 252 | 0 | 0 | 0 | 0 | 0 | 0 | 0 | 0 | 9611.3556 | 25.3043
E02000769 | Redbridge 019 | 118.755 | 3032.6125 | 0 | 0 | 0 | 462.2957 | 4064.7966 | 0 | 0 | 0 | 0 | 0 | 0 | 0 | 0 | 0 | 0 | 7.6785
E02000770 | Redbridge 020 | 478.4406 | 13249.2375 | 0 | 0 | 0 | 361.305 | 794.8416 | 126 | 0 | 0 | 0 | 0 | 0 | 0 | 0 | 0 | 0 | 15.0098
E02000771 | Redbridge 021 | 4.5744 | 130.1937 | 0 | 0 | 0 | 462.2957 | 1157.1959 | 0 | 0 | 0 | 0 | 0 | 0 | 0 | 0 | 0 | 0 | 1.7543
E02000772 | Redbridge 022 | 400.8469 | 10803.7687 | 0 | 0 | 0 | 463.8375 | 5660.3243 | 252 | 0 | 263.8889 | 1281.9713 | 0 | 0 | 0 | 0 | 0 | 0 | 19.1266
E02000773 | Redbridge 023 | 22.0833 | 274.711 | 0 | 0 | 0 | 380.835 | 981.8632 | 252 | 0 | 0 | 0 | 0 | 0 | 0 | 0 | 0 | 0 | 1.9115
E02000774 | Redbridge 024 | 44.4519 | 1265.1688 | 0 | 0 | 0 | 434.5425 | 1040.3074 | 126 | 0 | 0 | 0 | 0 | 0 | 0 | 0 | 0 | 0 | 2.9105
E02000775 | Redbridge 025 | 11.2013 | 318.8065 | 0 | 0 | 0 | 462.2957 | 3953.8695 | 0 | 0 | 0 | 0 | 0 | 0 | 0 | 0 | 0 | 0 | 4.7462
E02000776 | Redbridge 026 | 1.8449 | 52.5092 | 0 | 0 | 0 | 410.13 | 1133.8182 | 0 | 0 | 0 | 0 | 0 | 0 | 0 | 0 | 0 | 0 | 1.5983
E02000777 | Redbridge 027 | 1733.195 | 48605.1201 | 0 | 0 | 0 | 462.2957 | 3953.8695 | 0 | 0 | 559.5 | 0 | 0 | 0 | 0 | 0 | 0 | 10374.6868 | 65.6887
E02000778 | Redbridge 028 | 408.7688 | 10020.525 | 0 | 0 | 0 | 3222.45 | 1040.3074 | 0 | 0 | 0 | 0 | 0 | 0 | 0 | 0 | 0 | 0 | 14.6921
E02000779 | Redbridge 029 | 233.87 | 6656.0688 | 0 | 0 | 0 | 405.2475 | 1005.2409 | 0 | 0 | 0 | 649.8111 | 0 | 0 | 0 | 0 | 0 | 20507.9277 | 29.4582
E02000780 | Redbridge 030 | 72.2719 | 2052.1125 | 0 | 0 | 0 | 419.895 | 5242.448 | 126 | 0 | 0 | 108.3019 | 0 | 0 | 0 | 0 | 0 | 0 | 8.021
E02000781 | Redbridge 031 | 274.0644 | 7168.0562 | 0 | 0 | 0 | 258.7725 | 1075.374 | 0 | 0 | 0 | 0 | 0 | 0 | 0 | 0 | 0 | 0 | 8.7763
E02000782 | Redbridge 032 | 133.6481 | 3522.1687 | 0 | 0 | 0 | 449.19 | 4292.7292 | 126 | 0 | 0 | 108.3019 | 0 | 0 | 0 | 0 | 0 | 8911.8323 | 17.5439
E02000783 | Redbridge 033 | 157.1863 | 3881.5312 | 0 | 0 | 0 | 462.2957 | 806.5305 | 0 | 0 | 0 | 0 | 0 | 0 | 0 | 0 | 0 | 0 | 5.3075
E02000784 | Richmond upon Thames 001 | 1211.9006 | 33617.5062 | 0 | 0 | 0 | 6288.66 | 11805.7358 | 0 | 0 | 0 | 108.3019 | 0 | 0 | 0 | 0 | 0 | 0 | 53.0321
E02000785 | Richmond upon Thames 002 | 18.46 | 242.1188 | 0 | 0 | 0 | 6523.02 | 4976.5267 | 126 | 0 | 0 | 108.3019 | 0 | 0 | 0 | 0 | 0 | 3856.0434 | 15.8505
E02000786 | Richmond upon Thames 003 | 664.3569 | 18635.05 | 39877.0124 | 12450.9487 | 0 | 6835.5 | 9058.8567 | 252 | 0 | 0 | 108.3019 | 0 | 0 | 0 | 0 | 1763.9657 | 4548.477 | 94.1945
E02000787 | Richmond upon Thames 004 | 221.3819 | 4721.4312 | 0 | 0 | 0 | 3017.385 | 11688.8473 | 126 | 0 | 559.5 | 108.3019 | 0 | 0 | 0 | 0 | 0 | 7940.1409 | 28.383
E02000788 | Richmond upon Thames 005 | 128.9681 | 2416.7937 | 0 | 0 | 0 | 4247.775 | 8766.6355 | 0 | 0 | 0 | 216.6037 | 0 | 0 | 0 | 0 | 0 | 0 | 15.7768
E02000789 | Richmond upon Thames 006 | 22.9612 | 135.975 | 0 | 0 | 0 | 16244.6602 | 10169.2971 | 0 | 0 | 0 | 0 | 0 | 0 | 0 | 0 | 0 | 2571.6147 | 29.1445
E02000790 | Richmond upon Thames 007 | 88.9119 | 2364.7625 | 0 | 0 | 0 | 6093.36 | 1063.6851 | 0 | 0 | 0 | 108.3019 | 0 | 0 | 0 | 0 | 0 | 0 | 9.719
E02000791 | Richmond upon Thames 008 | 259.5262 | 7318.7592 | 0 | 0 | 0 | 17053.218 | 17299.494 | 378 | 0 | 0 | 433.2074 | 0 | 0 | 0 | 0 | 0 | 2444.7867 | 45.187
E02000792 | Richmond upon Thames 009 | 340.8584 | 9701.3558 | 0 | 0 | 0 | 6835.5 | 5546.358 | 0 | 0 | 0 | 0 | 0 | 0 | 0 | 0 | 0 | 8213.4906 | 30.6376
E02000793 | Richmond upon Thames 010 | 155.8862 | 4436.7625 | 0 | 0 | 0 | 779.9794 | 5014.5155 | 0 | 0 | 0 | 216.6037 | 0 | 0 | 0 | 0 | 0 | 3164.7915 | 13.7685
E02000794 | Richmond upon Thames 011 | 360.0675 | 9756.4375 | 0 | 0 | 0 | 6054.3 | 8865.0679 | 126 | 0 | 0 | 0 | 0 | 0 | 0 | 0 | 0 | 2614.941 | 27.7768
E02000795 | Richmond upon Thames 012 | 3.5913 | 0 | 0 | 0 | 0 | 4101.3 | 5090.493 | 0 | 0 | 0 | 0 | 0 | 0 | 0 | 0 | 0 | 2800.0626 | 11.9954
E02000796 | Richmond upon Thames 013 | 248.4219 | 6751.1125 | 0 | 0 | 0 | 3134.565 | 1075.374 | 0 | 0 | 0 | 0 | 0 | 0 | 0 | 0 | 0 | 4129.7871 | 15.3393
E02000797 | Richmond upon Thames 014 | 53.9425 | 1535.2854 | 0 | 0 | 0 | 5859 | 5546.358 | 378 | 0 | 0 | 324.9056 | 0 | 0 | 0 | 0 | 0 | 2725.6201 | 16.4231
E02000798 | Richmond upon Thames 015 | 1346.8488 | 36681.1062 | 0 | 0 | 0 | 4189.185 | 10636.851 | 0 | 0 | 0 | 108.3019 | 0 | 0 | 0 | 0 | 0 | 4417.3163 | 57.3796
E02000799 | Richmond upon Thames 016 | 84.1403 | 2202.1302 | 0 | 0 | 0 | 779.9794 | 8865.0679 | 126 | 0 | 0 | 0 | 0 | 0 | 0 | 0 | 0 | 4534.6913 | 16.592
E02000800 | Richmond upon Thames 017 | 147.3467 | 3670.6251 | 0 | 0 | 0 | 779.9794 | 8865.0679 | 0 | 0 | 0 | 108.3019 | 0 | 0 | 0 | 0 | 0 | 0 | 13.5713
E02000801 | Richmond upon Thames 018 | 5.4437 | 0 | 0 | 0 | 0 | 4247.775 | 5318.4255 | 0 | 0 | 0 | 0 | 0 | 0 | 0 | 0 | 0 | 2710.6528 | 12.2823
E02000802 | Richmond upon Thames 019 | 0.18688 | 5.3187 | 0 | 0 | 0 | 6483.96 | 5052.5042 | 0 | 0 | 0 | 324.9056 | 0 | 0 | 0 | 0 | 0 | 0 | 11.8669
E02000803 | Richmond upon Thames 020 | 307.3769 | 8748.4188 | 0 | 0 | 0 | 5859 | 8865.0679 | 0 | 0 | 0 | 108.3019 | 0 | 0 | 0 | 0 | 0 | 3754.4235 | 27.6426
E02000804 | Richmond upon Thames 021 | 6.1344 | 167.8875 | 0 | 0 | 0 | 5937.12 | 5470.3805 | 252 | 0 | 0 | 108.3019 | 0 | 0 | 0 | 0 | 0 | 9576.3007 | 21.5181
E02000805 | Richmond upon Thames 022 | 77.2606 | 0 | 0 | 1778706.9504 | 0 | 7577.64 | 4444.6842 | 252 | 0 | 0 | 0 | 0 | 0 | 0 | 0 | 0 | 14315.0196 | 1805.3736
E02000806 | Richmond upon Thames 023 | 125.255 | 540.2 | 0 | 0 | 0 | 6171.48 | 4444.6842 | 126 | 0 | 0 | 0 | 0 | 0 | 0 | 0 | 0 | 0 | 11.4076
E02000807 | Southwark 001 | 191.3762 | 5446.8625 | 0 | 0 | 0 | 541.9575 | 4184.1899 | 252 | 0 | 0 | 0 | 0 | 0 | 0 | 0 | 0 | 3280.1971 | 13.8966
E02000808 | Southwark 002 | 69.8181 | 1987.1312 | 11313.5977 | 0 | 0 | 7187.04 | 5128.4817 | 252 | 0 | 0 | 216.6037 | 0 | 0 | 130.7704 | 0 | 1637.2906 | 3629.9587 | 31.5527
E02000809 | Southwark 003 | 77.7075 | 2211.675 | 9722.4016 | 0 | 0 | 16538.6813 | 5204.4593 | 252 | 0 | 0 | 108.3019 | 0 | 0 | 0 | 0 | 1590.6408 | 4577.6238 | 40.2835
E02000810 | Southwark 004 | 64.9431 | 1809.7625 | 19296.5857 | 0 | 0 | 541.9575 | 783.1528 | 0 | 0 | 0 | 0 | 0 | 0 | 0 | 0 | 2236.3375 | 3494.4655 | 28.2272
E02000811 | Southwark 005 | 103.6262 | 2892.475 | 19967.9521 | 0 | 0 | 6679.26 | 923.4189 | 126 | 0 | 0 | 216.6037 | 0 | 0 | 261.5408 | 0 | 1523.7741 | 3329.0377 | 36.0237
E02000812 | Southwark 006 | 65.2194 | 1856.2438 | 0 | 0 | 0 | 7108.92 | 11279.7376 | 0 | 0 | 0 | 541.5093 | 0 | 0 | 0 | 0 | 0 | 3865.1026 | 24.7167
E02000813 | Southwark 007 | 221.4118 | 6301.7203 | 0 | 0 | 0 | 3339.63 | 9467.9663 | 126 | 0 | 0 | 1715.1787 | 0 | 0 | 0 | 0 | 0 | 3202.6036 | 24.3745
E02000814 | Southwark 008 | 191.36 | 5446.4 | 0 | 0 | 0 | 541.9575 | 1063.6851 | 126 | 0 | 0 | 0 | 0 | 0 | 0 | 0 | 0 | 3595.6916 | 10.9651
E02000815 | Southwark 009 | 62.1319 | 1768.3688 | 0 | 0 | 0 | 4364.955 | 1063.6851 | 0 | 0 | 0 | 0 | 0 | 0 | 0 | 0 | 0 | 3143.5222 | 10.4027
E02000816 | Southwark 010 | 50.2856 | 1267.4813 | 31255.5657 | 0 | 0 | 541.9575 | 853.2859 | 0 | 0 | 0 | 0 | 0 | 0 | 0 | 0 | 4502.9487 | 3499.9798 | 41.9715
E02000817 | Southwark 011 | 145.03 | 4127.7779 | 0 | 0 | 0 | 541.9575 | 783.1528 | 126 | 0 | 0 | 0 | 0 | 0 | 0 | 0 | 0 | 2693.3223 | 8.4172
E02000818 | Southwark 012 | 68.3069 | 1944.1188 | 0 | 0 | 0 | 410.13 | 4368.7067 | 0 | 0 | 0 | 433.2074 | 0 | 0 | 0 | 0 | 0 | 3128.1611 | 10.3526
E02000819 | Southwark 013 | 25.1388 | 715.4875 | 0 | 0 | 0 | 410.13 | 8825.0797 | 0 | 0 | 0 | 1281.9713 | 0 | 0 | 0 | 0 | 0 | 3134.0692 | 14.3919
E02000820 | Southwark 014 | 39.065 | 1111.85 | 0 | 0 | 0 | 3134.565 | 3798.8754 | 0 | 0 | 0 | 108.3019 | 0 | 0 | 0 | 0 | 0 | 3364.8804 | 11.5575
E02000821 | Southwark 015 | 255.06 | 7221.7063 | 0 | 0 | 0 | 419.895 | 4824.5717 | 0 | 0 | 0 | 1281.9713 | 0 | 0 | 0 | 0 | 0 | 3361.3355 | 17.3645
E02000822 | Southwark 016 | 166.1644 | 4729.2937 | 0 | 0 | 0 | 541.9575 | 9526.4105 | 0 | 0 | 0 | 216.6037 | 0 | 0 | 0 | 0 | 0 | 3526.7633 | 18.7072
E02000823 | Southwark 017 | 197.925 | 5574.975 | 0 | 0 | 0 | 346.6575 | 1051.9963 | 126 | 0 | 0 | 0 | 0 | 0 | 0 | 0 | 0 | 3212.0566 | 10.5096
E02000824 | Southwark 018 | 92.69 | 2638.1 | 0 | 0 | 0 | 395.4825 | 5090.493 | 0 | 0 | 0 | 0 | 0 | 0 | 0 | 51100 | 0 | 3652.0158 | 62.9688
E02000825 | Southwark 019 | 79.2837 | 2256.5375 | 0 | 0 | 0 | 541.9575 | 4184.1899 | 0 | 0 | 0 | 0 | 0 | 0 | 0 | 0 | 0 | 3567.7264 | 10.6297
E02000826 | Southwark 020 | 53.2512 | 1470.0563 | 0 | 0 | 0 | 4218.48 | 923.4189 | 126 | 0 | 0 | 216.6037 | 0 | 0 | 0 | 0 | 0 | 3720.1563 | 10.728
E02000827 | Southwark 021 | 34.6287 | 985.5875 | 0 | 0 | 0 | 405.2475 | 1040.3074 | 126 | 0 | 0 | 433.2074 | 0 | 0 | 0 | 0 | 0 | 4154.2073 | 7.1792
E02000828 | Southwark 022 | 64.1713 | 1740.1562 | 0 | 0 | 0 | 483.3675 | 4938.538 | 252 | 0 | 0 | 866.4148 | 0 | 0 | 0 | 0 | 0 | 3206.5423 | 11.5512
E02000829 | Southwark 023 | 91.065 | 2567.8 | 0 | 0 | 0 | 356.4225 | 935.1078 | 0 | 0 | 0 | 0 | 0 | 0 | 0 | 0 | 0 | 3676.83 | 7.6272
E02000830 | Southwark 024 | 66.8525 | 1803.2875 | 32978.0094 | 0 | 0 | 400.365 | 1087.0628 | 0 | 0 | 0 | 0 | 0 | 0 | 0 | 0 | 6361.1015 | 3299.1031 | 45.9958
E02000831 | Southwark 025 | 42.185 | 1200.65 | 0 | 0 | 0 | 390.6 | 4330.7179 | 0 | 0 | 0 | 1390.2731 | 0 | 0 | 0 | 0 | 0 | 3482.2553 | 10.8367
E02000832 | Southwark 026 | 1.4138 | 40.2375 | 0 | 0 | 0 | 400.365 | 923.4189 | 0 | 0 | 0 | 0 | 0 | 0 | 0 | 0 | 0 | 3730.0032 | 5.0954
E02000833 | Southwark 027 | 288.0394 | 8198.0438 | 0 | 0 | 0 | 541.9575 | 4184.1899 | 0 | 0 | 0 | 108.3019 | 0 | 0 | 0 | 0 | 0 | 0 | 13.3205
E02000834 | Southwark 028 | 267.8356 | 7623.0136 | 0 | 0 | 0 | 419.895 | 4026.8079 | 126 | 0 | 0 | 216.6037 | 0 | 0 | 0 | 0 | 0 | 16208.7741 | 28.8889
E02000835 | Southwark 029 | 289.8063 | 6089.6142 | 0 | 0 | 0 | 541.9575 | 4184.1899 | 0 | 0 | 559.5 | 0 | 0 | 0 | 0 | 0 | 0 | 2823.6951 | 14.4888
E02000836 | Southwark 030 | 113.5956 | 3233.1062 | 20058.6931 | 0 | 0 | 385.7175 | 4520.6617 | 0 | 0 | 0 | 0 | 0 | 0 | 0 | 0 | 1548.5295 | 3301.0725 | 33.1614
E02000837 | Southwark 031 | 534.9695 | 15226.0556 | 0 | 0 | 0 | 468.72 | 4710.6055 | 126 | 0 | 0 | 0 | 0 | 0 | 0 | 0 | 0 | 3087.198 | 24.1535
E02000838 | Southwark 032 | 164.45 | 4290.8438 | 0 | 0 | 0 | 541.9575 | 1122.1293 | 0 | 0 | 0 | 0 | 0 | 0 | 0 | 0 | 0 | 0 | 6.1194
E02000839 | Southwark 033 | 1020.3131 | 25968.2188 | 0 | 0 | 0 | 541.9575 | 4184.1899 | 252 | 0 | 0 | 0 | 0 | 0 | 0 | 0 | 0 | 12176.6683 | 44.1433
E02000840 | Sutton 001 | 559.0488 | 15722.225 | 0 | 0 | 0 | 3075.975 | 4064.7966 | 0 | 0 | 0 | 0 | 0 | 0 | 0 | 0 | 0 | 0 | 23.422
E02000841 | Sutton 002 | 368.5419 | 10489.2687 | 0 | 0 | 0 | 312.48 | 1063.6851 | 252 | 0 | 0 | 0 | 0 | 0 | 0 | 0 | 0 | 0 | 12.486
E02000842 | Sutton 003 | 384.3531 | 10274.4375 | 0 | 0 | 0 | 454.0725 | 3798.8754 | 0 | 0 | 0 | 1281.9713 | 0 | 0 | 0 | 0 | 0 | 35078.9666 | 51.2727
E02000843 | Sutton 004 | 257.1156 | 6339.7188 | 0 | 0 | 0 | 341.775 | 1122.1293 | 0 | 0 | 0 | 0 | 0 | 0 | 0 | 0 | 0 | 0 | 8.0607
E02000844 | Sutton 005 | 104.2275 | 2243.125 | 0 | 0 | 0 | 4072.005 | 935.1078 | 126 | 0 | 0 | 0 | 0 | 0 | 0 | 0 | 0 | 0 | 7.4805
E02000845 | Sutton 006 | 286.9912 | 7440.7 | 0 | 0 | 0 | 478.485 | 4444.6842 | 0 | 0 | 0 | 324.9056 | 0 | 0 | 0 | 0 | 0 | 3385.3619 | 16.3611
E02000846 | Sutton 007 | 449.8975 | 11564.5812 | 0 | 0 | 0 | 479.2988 | 4083.791 | 0 | 0 | 0 | 0 | 0 | 0 | 0 | 0 | 0 | 0 | 16.5776
E02000847 | Sutton 008 | 44.3625 | 1262.1625 | 0 | 0 | 0 | 439.425 | 4178.7629 | 0 | 0 | 0 | 324.9056 | 0 | 0 | 0 | 0 | 0 | 3425.5372 | 9.6752
E02000848 | Sutton 009 | 61.7013 | 1729.2875 | 0 | 0 | 0 | 2929.5 | 9351.0778 | 126 | 0 | 0 | 0 | 0 | 0 | 0 | 0 | 0 | 0 | 14.1976
E02000849 | Sutton 010 | 293.2881 | 7013.8125 | 0 | 0 | 0 | 478.485 | 1051.9963 | 126 | 0 | 0 | 0 | 0 | 0 | 0 | 0 | 0 | 0 | 8.9636
E02000850 | Sutton 011 | 799.8331 | 20790.9938 | 0 | 0 | 56558.9438 | 449.19 | 9409.5221 | 126 | 0 | 0 | 1281.9713 | 0 | 399512.8722 | 0 | 51100 | 0 | 4090.3995 | 544.1197
E02000851 | Sutton 012 | 94.1363 | 2679.2625 | 0 | 0 | 0 | 3427.515 | 5432.3918 | 252 | 0 | 0 | 1715.1787 | 5219.1292 | 0 | 0 | 0 | 0 | 0 | 18.8196
E02000852 | Sutton 013 | 83.3787 | 2262.0875 | 0 | 0 | 0 | 479.2988 | 4083.791 | 0 | 0 | 0 | 0 | 0 | 0 | 0 | 0 | 0 | 0 | 6.9086
E02000853 | Sutton 014 | 379.3481 | 8753.7375 | 0 | 0 | 0 | 3134.565 | 771.4639 | 126 | 0 | 0 | 0 | 0 | 0 | 0 | 0 | 0 | 0 | 13.1651
E02000854 | Sutton 015 | 161.5376 | 3713.308 | 0 | 0 | 0 | 458.955 | 1098.7516 | 126 | 0 | 0 | 216.6037 | 0 | 0 | 0 | 0 | 0 | 0 | 5.7752
E02000855 | Sutton 016 | 24.4985 | 192.6769 | 0 | 0 | 0 | 3486.105 | 4140.7742 | 126 | 0 | 0 | 324.9056 | 0 | 0 | 0 | 0 | 0 | 0 | 8.295
E02000856 | Sutton 017 | 33.9056 | 965.0063 | 0 | 0 | 0 | 454.0725 | 4710.6055 | 0 | 0 | 0 | 541.5093 | 0 | 0 | 0 | 0 | 0 | 0 | 6.7051
E02000857 | Sutton 018 | 19.7763 | 562.8625 | 0 | 0 | 0 | 479.2988 | 4083.791 | 252 | 0 | 0 | 108.3019 | 0 | 0 | 0 | 0 | 0 | 0 | 5.506
E02000858 | Sutton 019 | 747.8006 | 21283.5563 | 0 | 0 | 0 | 439.425 | 3950.8304 | 126 | 0 | 0 | 0 | 44159.782 | 0 | 0 | 0 | 0 | 0 | 70.7074
E02000859 | Sutton 020 | 98.1663 | 1666.6188 | 0 | 0 | 0 | 468.72 | 1063.6851 | 126 | 0 | 0 | 108.3019 | 0 | 0 | 0 | 0 | 0 | 0 | 3.5315
E02000860 | Sutton 021 | 96.395 | 2071.5375 | 0 | 0 | 0 | 479.2988 | 4520.6617 | 0 | 0 | 0 | 0 | 0 | 0 | 0 | 0 | 0 | 0 | 7.1679
E02000861 | Sutton 022 | 207.155 | 5895.95 | 0 | 0 | 0 | 479.2988 | 3798.8754 | 0 | 0 | 0 | 216.6037 | 0 | 0 | 0 | 0 | 0 | 0 | 10.5979
E02000862 | Sutton 023 | 845.0569 | 23972.9938 | 0 | 0 | 0 | 2988.09 | 1028.6186 | 252 | 0 | 0 | 0 | 0 | 0 | 0 | 0 | 0 | 0 | 29.0868
E02000863 | Sutton 024 | 3115.7019 | 87505 | 0 | 0 | 0 | 479.2988 | 4083.791 | 252 | 0 | 0 | 0 | 0 | 0 | 0 | 0 | 0 | 0 | 95.4358
E02000864 | Tower Hamlets 001 | 0.73938 | 21.0437 | 0 | 0 | 0 | 3075.975 | 4862.5605 | 0 | 0 | 0 | 0 | 0 | 0 | 0 | 0 | 0 | 3129.3427 | 11.0897
E02000865 | Tower Hamlets 002 | 19.1588 | 545.2875 | 0 | 0 | 0 | 653.0832 | 1040.3074 | 126 | 0 | 0 | 0 | 0 | 0 | 0 | 0 | 0 | 2698.0488 | 5.0819
E02000866 | Tower Hamlets 003 | 519.584 | 14788.1586 | 0 | 0 | 0 | 653.0832 | 4330.7179 | 126 | 0 | 0 | 0 | 0 | 0 | 0 | 0 | 0 | 3538.9735 | 23.9565
E02000867 | Tower Hamlets 004 | 48.7662 | 1387.9625 | 0 | 0 | 0 | 483.3675 | 1051.9963 | 126 | 0 | 0 | 0 | 0 | 0 | 0 | 0 | 0 | 3296.346 | 6.3944
E02000868 | Tower Hamlets 005 | 2.108 | 59.9979 | 0 | 0 | 0 | 3544.695 | 5242.448 | 252 | 0 | 0 | 216.6037 | 0 | 0 | 130.7704 | 0 | 0 | 2578.7044 | 12.0273
E02000869 | Tower Hamlets 006 | 5.1357 | 146.1706 | 0 | 0 | 0 | 3544.695 | 4216.7517 | 0 | 0 | 0 | 0 | 0 | 0 | 0 | 0 | 0 | 2027.2784 | 9.94
E02000870 | Tower Hamlets 007 | 18.735 | 398.1776 | 0 | 0 | 0 | 3486.105 | 1133.8182 | 0 | 0 | 0 | 0 | 0 | 0 | 130.7704 | 0 | 0 | 2554.678 | 7.7223
E02000871 | Tower Hamlets 008 | 63.115 | 1680.4938 | 0 | 0 | 0 | 653.0832 | 911.7301 | 0 | 0 | 498.9873 | 1281.9713 | 0 | 0 | 0 | 0 | 0 | 3213.6321 | 8.303
E02000872 | Tower Hamlets 009 | 50.505 | 1437.45 | 0 | 0 | 0 | 3456.81 | 4026.8079 | 0 | 0 | 0 | 0 | 0 | 0 | 0 | 0 | 0 | 2622.0307 | 11.5936
E02000873 | Tower Hamlets 010 | 45.0369 | 1281.8187 | 0 | 0 | 0 | 3368.925 | 3950.8304 | 0 | 0 | 0 | 0 | 0 | 0 | 0 | 0 | 0 | 3440.1106 | 12.0867
E02000874 | Tower Hamlets 011 | 57.1838 | 1627.5375 | 0 | 0 | 0 | 653.0832 | 4976.5267 | 0 | 0 | 0 | 0 | 0 | 0 | 0 | 0 | 0 | 2863.0827 | 10.1774
E02000875 | Tower Hamlets 012 | 56.8019 | 1615.05 | 15445.4128 | 0 | 0 | 6093.36 | 1028.6186 | 0 | 0 | 0 | 0 | 0 | 0 | 0 | 0 | 1844.0267 | 3524.4001 | 29.6077
E02000876 | Tower Hamlets 013 | 108.0381 | 3074.9313 | 0 | 0 | 0 | 3661.875 | 4824.5717 | 252 | 0 | 0 | 108.3019 | 0 | 0 | 0 | 0 | 0 | 2808.334 | 14.8381
E02000877 | Tower Hamlets 014 | 222.365 | 6328.85 | 0 | 0 | 0 | 3281.04 | 4026.8079 | 126 | 0 | 0 | 0 | 0 | 0 | 0 | 0 | 0 | 3633.8975 | 17.619
E02000878 | Tower Hamlets 015 | 56.7775 | 1615.975 | 10827.5861 | 0 | 0 | 7147.98 | 5128.4817 | 252 | 0 | 0 | 216.6037 | 12087.8276 | 0 | 0 | 0 | 2552.6986 | 3789.8723 | 43.6758
E02000879 | Tower Hamlets 016 | 79.7062 | 2268.5625 | 0 | 0 | 0 | 3310.335 | 958.4855 | 0 | 0 | 0 | 0 | 0 | 0 | 0 | 0 | 0 | 2887.503 | 9.5046
E02000880 | Tower Hamlets 017 | 12.1225 | 345.025 | 0 | 0 | 0 | 3075.975 | 3950.8304 | 0 | 0 | 0 | 108.3019 | 0 | 0 | 0 | 0 | 0 | 2377.8278 | 9.8701
E02000881 | Tower Hamlets 018 | 58.2238 | 1657.1375 | 0 | 0 | 0 | 3193.155 | 4535.5858 | 126 | 0 | 0 | 0 | 2798.8594 | 0 | 0 | 0 | 0 | 2655.9041 | 15.0249
E02000882 | Tower Hamlets 019 | 110.5487 | 3146.3875 | 0 | 0 | 0 | 3222.45 | 1005.2409 | 0 | 0 | 0 | 108.3019 | 0 | 0 | 0 | 0 | 0 | 3155.3385 | 10.7483
E02000883 | Tower Hamlets 020 | 39.2519 | 1117.1688 | 0 | 0 | 0 | 653.0832 | 1005.2409 | 0 | 0 | 498.9873 | 216.6037 | 95958.9628 | 0 | 0 | 0 | 0 | 3097.4388 | 102.5867
E02000884 | Tower Hamlets 021 | 47.775 | 1359.75 | 0 | 0 | 0 | 3456.81 | 1133.8182 | 0 | 0 | 0 | 0 | 0 | 0 | 0 | 0 | 0 | 3082.8654 | 9.081
E02000885 | Tower Hamlets 022 | 26.0162 | 474.9875 | 0 | 0 | 0 | 3281.04 | 3798.8754 | 126 | 0 | 0 | 0 | 0 | 0 | 0 | 0 | 0 | 2789.4279 | 10.4963
E02000886 | Tower Hamlets 023 | 62.2131 | 1770.6813 | 0 | 0 | 0 | 3544.695 | 1098.7516 | 0 | 0 | 0 | 433.2074 | 0 | 0 | 0 | 0 | 0 | 2645.6633 | 9.5552
E02000887 | Tower Hamlets 024 | 93.4619 | 2660.0687 | 0 | 0 | 0 | 3281.04 | 3950.8304 | 0 | 0 | 0 | 0 | 0 | 0 | 0 | 0 | 0 | 3056.4757 | 13.0419
E02000888 | Tower Hamlets 025 | 60.19 | 1713.1 | 0 | 0 | 0 | 3632.58 | 4102.7854 | 126 | 0 | 0 | 0 | 0 | 0 | 0 | 0 | 0 | 3060.0206 | 12.6947
E02000889 | Tower Hamlets 026 | 86.3525 | 2457.725 | 0 | 0 | 0 | 5898.06 | 4368.7067 | 126 | 0 | 0 | 0 | 0 | 0 | 0 | 0 | 0 | 2335.2892 | 15.2721
E02000890 | Tower Hamlets 027 | 86.9213 | 2473.9125 | 0 | 0 | 0 | 7460.46 | 10286.1856 | 252 | 0 | 0 | 2906.499 | 0 | 0 | 0 | 0 | 0 | 2054.8497 | 25.5208
E02000891 | Tower Hamlets 028 | 160.0869 | 4556.3188 | 0 | 0 | 0 | 4364.955 | 10169.2971 | 252 | 0 | 0 | 1281.9713 | 45444.2827 | 0 | 0 | 0 | 0 | 4208.9561 | 70.4379
E02000892 | Tower Hamlets 029 | 138.905 | 3953.45 | 287885.7663 | 0 | 0 | 17126.7233 | 21916.5887 | 126 | 0 | 0 | 649.8111 | 43808.2344 | 0 | 0 | 0 | 20706.4808 | 3981.6898 | 400.2936
E02000893 | Tower Hamlets 030 | 29.8169 | 456.898 | 0 | 0 | 0 | 653.0832 | 4535.5858 | 0 | 0 | 0 | 0 | 0 | 0 | 0 | 0 | 0 | 2744.92 | 8.4203
E02000894 | Tower Hamlets 031 | 64.4231 | 1833.5812 | 0 | 0 | 0 | 16318.1655 | 4535.5858 | 0 | 0 | 0 | 0 | 0 | 0 | 0 | 0 | 0 | 3848.5598 | 26.6003
E02000895 | Waltham Forest 001 | 665.5756 | 18341.3625 | 0 | 0 | 0 | 444.3075 | 3859.0242 | 0 | 0 | 0 | 0 | 0 | 0 | 0 | 0 | 0 | 2946.5844 | 26.2569
E02000896 | Waltham Forest 002 | 838.5163 | 23530.6125 | 0 | 0 | 0 | 3017.385 | 4748.5942 | 126 | 0 | 0 | 216.6037 | 0 | 0 | 0 | 0 | 0 | 0 | 32.4777
E02000897 | Waltham Forest 003 | 570.1881 | 14965.575 | 0 | 0 | 0 | 444.3075 | 3859.0242 | 0 | 0 | 0 | 0 | 0 | 0 | 0 | 0 | 0 | 5922.3155 | 25.7614
E02000898 | Waltham Forest 004 | 283.7656 | 7484.4062 | 0 | 0 | 0 | 444.3075 | 3859.0242 | 252 | 0 | 0 | 0 | 0 | 0 | 0 | 0 | 0 | 2760.2811 | 15.0838
E02000899 | Waltham Forest 005 | 111.8244 | 2744.7063 | 0 | 0 | 0 | 375.9525 | 3912.8416 | 0 | 0 | 0 | 108.3019 | 0 | 0 | 0 | 0 | 0 | 2888.6846 | 10.1423
E02000900 | Waltham Forest 006 | 374.7006 | 9053.6688 | 0 | 0 | 0 | 3398.22 | 10286.1856 | 126 | 0 | 0 | 541.5093 | 0 | 0 | 0 | 0 | 0 | 2919.8008 | 26.7001
E02000901 | Waltham Forest 007 | 158.73 | 4183.3125 | 0 | 0 | 0 | 439.425 | 1145.507 | 0 | 0 | 0 | 0 | 0 | 0 | 0 | 0 | 0 | 3289.2562 | 9.2162
E02000902 | Waltham Forest 008 | 371.5969 | 10576.2188 | 0 | 0 | 0 | 444.3075 | 4254.7404 | 126 | 0 | 0 | 0 | 0 | 0 | 0 | 0 | 0 | 2971.7924 | 18.7447
E02000903 | Waltham Forest 009 | 733.3544 | 18524.2812 | 18362.7802 | 0 | 0 | 444.3075 | 958.4855 | 0 | 0 | 0 | 0 | 0 | 0 | 0 | 0 | 1618.0321 | 3275.0767 | 43.9163
E02000904 | Waltham Forest 010 | 261.6737 | 6257.625 | 0 | 0 | 0 | 444.3075 | 4216.7517 | 126 | 0 | 0 | 0 | 0 | 0 | 0 | 0 | 0 | 0 | 11.3064
E02000905 | Waltham Forest 011 | 275.8275 | 7134.0625 | 0 | 0 | 0 | 410.13 | 1110.4405 | 0 | 0 | 0 | 0 | 0 | 0 | 0 | 0 | 0 | 5837.6322 | 14.7681
E02000906 | Waltham Forest 012 | 28.4537 | 809.375 | 0 | 0 | 0 | 3398.22 | 935.1078 | 126 | 0 | 0 | 0 | 0 | 0 | 0 | 0 | 0 | 3369.6069 | 8.6668
E02000907 | Waltham Forest 013 | 77.3337 | 1446.0062 | 0 | 0 | 0 | 390.6 | 946.7966 | 0 | 0 | 0 | 0 | 0 | 0 | 0 | 0 | 0 | 0 | 2.8607
E02000908 | Waltham Forest 014 | 550.0544 | 15432.4688 | 0 | 0 | 0 | 444.3075 | 900.0412 | 126 | 0 | 0 | 0 | 0 | 0 | 130.7704 | 0 | 0 | 3300.2848 | 20.8839
E02000909 | Waltham Forest 015 | 208.7475 | 5546.7625 | 0 | 0 | 0 | 405.2475 | 923.4189 | 0 | 0 | 0 | 108.3019 | 0 | 0 | 0 | 0 | 0 | 0 | 7.1925
E02000910 | Waltham Forest 016 | 20.7188 | 589.6875 | 28607.8512 | 0 | 0 | 366.1875 | 3836.8641 | 0 | 0 | 0 | 108.3019 | 0 | 0 | 0 | 0 | 2439.1167 | 0 | 35.9687
E02000911 | Waltham Forest 017 | 60.8563 | 1394.4375 | 0 | 0 | 0 | 395.4825 | 4900.5492 | 252 | 0 | 0 | 1931.7824 | 0 | 0 | 0 | 0 | 0 | 13937.2928 | 22.8724
E02000912 | Waltham Forest 018 | 947.9519 | 25404.6625 | 14969.7832 | 0 | 0 | 444.3075 | 3859.0242 | 252 | 0 | 0 | 216.6037 | 0 | 0 | 0 | 0 | 3529.2579 | 3151.7936 | 52.7754
E02000913 | Waltham Forest 019 | 36.5706 | 1040.8563 | 0 | 0 | 0 | 424.7775 | 1122.1293 | 0 | 0 | 0 | 0 | 0 | 0 | 0 | 0 | 0 | 0 | 2.6243
E02000914 | Waltham Forest 020 | 52.9506 | 1507.0563 | 0 | 0 | 0 | 468.72 | 3912.8416 | 126 | 0 | 0 | 1281.9713 | 0 | 0 | 0 | 0 | 0 | 0 | 7.3495
E02000915 | Waltham Forest 021 | 467.6425 | 13240.6812 | 0 | 0 | 0 | 444.3075 | 4368.7067 | 0 | 0 | 0 | 0 | 0 | 0 | 0 | 0 | 0 | 0 | 18.5213
E02000916 | Waltham Forest 022 | 1193.4406 | 30550.9 | 0 | 0 | 0 | 444.3075 | 946.7966 | 252 | 0 | 0 | 0 | 0 | 0 | 0 | 0 | 0 | 12969.934 | 46.3574
E02000917 | Waltham Forest 023 | 69.4119 | 1975.5687 | 0 | 0 | 0 | 444.3075 | 4140.7742 | 0 | 0 | 0 | 0 | 0 | 0 | 0 | 0 | 0 | 0 | 6.6301
E02000918 | Waltham Forest 024 | 26.2843 | 548.5236 | 0 | 0 | 0 | 380.835 | 1133.8182 | 126 | 0 | 0 | 1281.9713 | 0 | 0 | 0 | 0 | 0 | 0 | 3.4974
E02000919 | Waltham Forest 025 | 22.5469 | 614.6625 | 0 | 0 | 0 | 444.3075 | 1028.6186 | 0 | 0 | 0 | 0 | 0 | 0 | 0 | 0 | 0 | 0 | 2.1101
E02000920 | Waltham Forest 026 | 569.2537 | 13868.2938 | 0 | 0 | 0 | 2958.795 | 9000.4124 | 126 | 0 | 0 | 1498.575 | 0 | 0 | 0 | 0 | 0 | 6513.1291 | 34.5345
E02000921 | Waltham Forest 027 | 39.2275 | 1073 | 0 | 0 | 0 | 478.485 | 853.2859 | 126 | 0 | 0 | 0 | 0 | 0 | 0 | 0 | 0 | 0 | 2.57
E02000922 | Waltham Forest 028 | 0.069782 | 1.9861 | 0 | 0 | 0 | 444.3075 | 853.2859 | 0 | 0 | 0 | 0 | 0 | 0 | 0 | 0 | 0 | 0 | 1.2996
E02000923 | Wandsworth 001 | 4.0869 | 116.3187 | 0 | 0 | 0 | 7343.28 | 9000.4124 | 0 | 0 | 0 | 216.6037 | 0 | 0 | 0 | 0 | 0 | 2626.3634 | 19.3071
E02000924 | Wandsworth 002 | 420.2838 | 11961.9248 | 0 | 0 | 0 | 4277.07 | 4064.7966 | 0 | 0 | 0 | 108.3019 | 243.3791 | 0 | 0 | 0 | 0 | 3683.5258 | 24.7593
E02000925 | Wandsworth 003 | 50.3344 | 1432.5938 | 0 | 0 | 0 | 3661.875 | 4064.7966 | 0 | 0 | 0 | 0 | 0 | 0 | 0 | 0 | 0 | 2692.5345 | 11.9021
E02000926 | Wandsworth 004 | 99.7425 | 2838.825 | 0 | 0 | 0 | 6835.5 | 9234.1894 | 0 | 0 | 0 | 216.6037 | 0 | 0 | 0 | 0 | 0 | 3050.9614 | 22.2758
E02000927 | Wandsworth 005 | 11.2044 | 318.8938 | 0 | 0 | 0 | 3251.745 | 4976.5267 | 0 | 0 | 0 | 108.3019 | 0 | 0 | 0 | 0 | 0 | 2565.3126 | 11.232
E02000928 | Wandsworth 006 | 276.2419 | 7862.2688 | 0 | 0 | 0 | 4189.185 | 5584.3468 | 0 | 0 | 0 | 108.3019 | 0 | 0 | 0 | 0 | 0 | 3369.213 | 21.3896
E02000929 | Wandsworth 007 | 52 | 1480 | 0 | 0 | 0 | 602.6632 | 1040.3074 | 0 | 0 | 0 | 0 | 0 | 0 | 0 | 0 | 0 | 2609.4267 | 5.7844
E02000930 | Wandsworth 008 | 61.4738 | 1749.6375 | 0 | 0 | 0 | 3603.285 | 11805.7358 | 0 | 0 | 0 | 2040.0842 | 0 | 0 | 0 | 0 | 0 | 3309.7378 | 22.57
E02000931 | Wandsworth 009 | 330.3219 | 9401.4688 | 0 | 0 | 0 | 602.6632 | 5318.4255 | 0 | 0 | 0 | 0 | 0 | 0 | 0 | 0 | 0 | 3088.3796 | 18.7413
E02000932 | Wandsworth 010 | 120.6143 | 3432.8692 | 24778.4392 | 53361.2085 | 0 | 4364.955 | 12097.9569 | 0 | 0 | 0 | 433.2074 | 0 | 0 | 0 | 0 | 2740.0559 | 4086.4607 | 105.4158
E02000933 | Wandsworth 011 | 32.1019 | 746.475 | 0 | 0 | 0 | 6523.02 | 5432.3918 | 0 | 0 | 0 | 0 | 0 | 0 | 0 | 0 | 0 | 3286.4991 | 16.0205
E02000934 | Wandsworth 012 | 15.2912 | 435.2125 | 0 | 0 | 0 | 424.7775 | 8825.0797 | 0 | 0 | 559.5 | 324.9056 | 0 | 0 | 0 | 0 | 0 | 3252.6258 | 13.8374
E02000935 | Wandsworth 013 | 90.3813 | 2572.3915 | 0 | 0 | 0 | 3427.515 | 771.4639 | 0 | 0 | 0 | 0 | 0 | 0 | 0 | 0 | 0 | 2363.2544 | 9.225
E02000936 | Wandsworth 014 | 41.5838 | 1183.5375 | 0 | 0 | 0 | 5937.12 | 4912.8397 | 0 | 0 | 0 | 0 | 0 | 0 | 0 | 0 | 0 | 3376.6967 | 15.4518
E02000937 | Wandsworth 015 | 543.6031 | 15471.7812 | 0 | 0 | 0 | 3398.22 | 11279.7376 | 0 | 0 | 0 | 0 | 0 | 0 | 0 | 0 | 0 | 3014.7249 | 33.7081
E02000938 | Wandsworth 016 | 421.8581 | 11322.4625 | 0 | 0 | 0 | 4277.07 | 607.8201 | 0 | 0 | 0 | 0 | 0 | 0 | 0 | 0 | 0 | 8484.4771 | 25.1137
E02000939 | Wandsworth 017 | 85.8487 | 2443.3875 | 0 | 0 | 0 | 602.6632 | 4912.8397 | 0 | 0 | 0 | 216.6037 | 0 | 0 | 0 | 0 | 0 | 3099.0143 | 11.3604
E02000940 | Wandsworth 018 | 130.9994 | 3728.4437 | 0 | 0 | 0 | 2958.795 | 9467.9663 | 0 | 0 | 0 | 324.9056 | 0 | 0 | 0 | 0 | 0 | 3159.6711 | 19.7708
E02000941 | Wandsworth 019 | 166.335 | 4734.15 | 0 | 0 | 0 | 2988.09 | 1110.4405 | 0 | 0 | 0 | 0 | 0 | 0 | 0 | 0 | 0 | 3999.0203 | 12.998
E02000942 | Wandsworth 020 | 23.1562 | 659.0625 | 0 | 0 | 0 | 3310.335 | 9818.6317 | 0 | 0 | 0 | 216.6037 | 0 | 0 | 0 | 0 | 0 | 10709.875 | 24.7377
E02000943 | Wandsworth 021 | 106.2425 | 2990.7562 | 0 | 0 | 0 | 3866.94 | 5280.4368 | 0 | 0 | 0 | 649.8111 | 0 | 0 | 130.7704 | 0 | 0 | 3056.4757 | 16.0814
E02000944 | Wandsworth 022 | 57.1025 | 1625.225 | 0 | 0 | 0 | 602.6632 | 1028.6186 | 0 | 0 | 0 | 0 | 0 | 0 | 0 | 0 | 0 | 2889.8662 | 6.2035
E02000945 | Wandsworth 023 | 238.061 | 6370.6621 | 0 | 0 | 0 | 3193.155 | 9292.6336 | 0 | 0 | 0 | 1281.9713 | 0 | 0 | 0 | 0 | 0 | 0 | 20.3765
E02000946 | Wandsworth 024 | 13.1339 | 6.5867 | 0 | 0 | 0 | 3808.35 | 1157.1959 | 0 | 0 | 0 | 0 | 0 | 0 | 0 | 0 | 0 | 3129.3427 | 8.1146
E02000947 | Wandsworth 025 | 153.6763 | 4184.7 | 0 | 0 | 0 | 3134.565 | 3836.8641 | 0 | 0 | 0 | 108.3019 | 0 | 0 | 0 | 0 | 0 | 0 | 11.4181
E02000948 | Wandsworth 026 | 693.6556 | 19742.5062 | 0 | 0 | 0 | 3691.17 | 1110.4405 | 0 | 0 | 0 | 0 | 0 | 0 | 0 | 0 | 0 | 3650.4403 | 28.8882
E02000949 | Wandsworth 027 | 309.7178 | 8815.0444 | 0 | 0 | 0 | 468.72 | 11688.8473 | 0 | 0 | 0 | 216.6037 | 0 | 0 | 0 | 0 | 0 | 3692.9789 | 25.1919
E02000950 | Wandsworth 028 | 167.9014 | 4778.7311 | 0 | 0 | 0 | 602.6632 | 4634.628 | 0 | 0 | 0 | 0 | 0 | 0 | 0 | 0 | 0 | 0 | 10.1839
E02000951 | Wandsworth 029 | 5.0537 | 143.8375 | 19960.155 | 0 | 0 | 3691.17 | 4710.6055 | 0 | 0 | 0 | 649.8111 | 0 | 0 | 130.7704 | 0 | 3118.7068 | 2493.6273 | 34.9037
E02000952 | Wandsworth 030 | 104.0244 | 2960.6937 | 0 | 0 | 0 | 415.0125 | 1063.6851 | 0 | 0 | 0 | 0 | 0 | 0 | 0 | 0 | 0 | 2306.1424 | 6.8496
E02000953 | Wandsworth 031 | 36.6681 | 208.5882 | 0 | 0 | 0 | 602.6632 | 1133.8182 | 0 | 0 | 0 | 0 | 0 | 0 | 0 | 0 | 0 | 2653.9347 | 4.6357
E02000954 | Wandsworth 032 | 3.8594 | 83.4813 | 0 | 0 | 0 | 375.9525 | 5546.358 | 0 | 0 | 0 | 108.3019 | 0 | 0 | 0 | 0 | 0 | 2345.53 | 8.4635
E02000955 | Wandsworth 033 | 35.5712 | 1012.4125 | 0 | 0 | 0 | 3134.565 | 9467.9663 | 0 | 0 | 0 | 433.2074 | 0 | 0 | 0 | 0 | 0 | 2419.1847 | 16.5029
E02000956 | Wandsworth 034 | 46.28 | 1317.2 | 0 | 0 | 2525.4029 | 2988.09 | 4216.7517 | 0 | 0 | 559.5 | 216.6037 | 0 | 0 | 130.7704 | 0 | 0 | 2593.2778 | 14.5939
E02000957 | Wandsworth 035 | 6.89 | 196.1 | 0 | 0 | 0 | 444.3075 | 4672.6167 | 0 | 0 | 0 | 758.113 | 0 | 0 | 0 | 0 | 0 | 3506.2818 | 9.5843
E02000958 | Wandsworth 036 | 186.8425 | 5317.825 | 0 | 0 | 0 | 602.6632 | 4912.8397 | 0 | 0 | 0 | 0 | 0 | 0 | 0 | 0 | 0 | 3082.0776 | 14.1022
E02000959 | Wandsworth 037 | 13.9588 | 397.2875 | 0 | 0 | 0 | 6015.24 | 794.8416 | 0 | 0 | 0 | 0 | 0 | 0 | 0 | 0 | 0 | 2692.9284 | 9.9143
E02000960 | Westminster 001 | 1.5437 | 43.9375 | 0 | 0 | 0 | 3749.76 | 22325.6983 | 126 | 0 | 0 | 108.3019 | 0 | 0 | 0 | 0 | 0 | 3175.4262 | 29.5307
E02000961 | Westminster 002 | 64.2769 | 1829.4188 | 0 | 0 | 0 | 3720.465 | 11338.1819 | 0 | 0 | 0 | 0 | 0 | 0 | 261.5408 | 0 | 0 | 4077.7955 | 21.2917
E02000962 | Westminster 003 | 35.5987 | 1013.1949 | 56496.4766 | 0 | 0 | 6952.68 | 15092.5283 | 0 | 0 | 0 | 0 | 0 | 0 | 0 | 51100 | 6515.9931 | 4718.6313 | 141.9251
E02000963 | Westminster 004 | 19.7275 | 561.475 | 0 | 0 | 0 | 6054.3 | 4292.7292 | 126 | 0 | 0 | 0 | 0 | 0 | 0 | 0 | 0 | 3869.0413 | 14.9233
E02000964 | Westminster 005 | 12.155 | 345.95 | 0 | 0 | 0 | 4101.3 | 4558.6504 | 0 | 0 | 0 | 216.6037 | 0 | 0 | 0 | 0 | 0 | 4471.6712 | 13.7063
E02000965 | Westminster 006 | 143.1056 | 4073.0062 | 15952.293 | 0 | 0 | 4072.005 | 5242.448 | 126 | 0 | 0 | 0 | 0 | 0 | 0 | 0 | 2281.6713 | 4032.8936 | 35.9234
E02000966 | Westminster 007 | 52.1381 | 1483.9313 | 0 | 0 | 0 | 5937.12 | 12857.732 | 126 | 0 | 0 | 216.6037 | 0 | 0 | 0 | 0 | 0 | 4157.7522 | 24.8313
E02000967 | Westminster 008 | 2.1531 | 61.2812 | 0 | 0 | 0 | 16318.1655 | 16481.2747 | 126 | 0 | 0 | 324.9056 | 0 | 0 | 261.5408 | 0 | 0 | 3525.1878 | 37.1005
E02000968 | Westminster 009 | 61.49 | 1750.1 | 0 | 0 | 0 | 4277.07 | 9351.0778 | 126 | 0 | 0 | 324.9056 | 0 | 0 | 130.7704 | 51100 | 0 | 6302.0117 | 73.4234
E02000969 | Westminster 010 | 81.25 | 2312.5 | 0 | 0 | 0 | 3691.17 | 15092.5283 | 252 | 0 | 0 | 0 | 0 | 0 | 0 | 0 | 0 | 4247.9498 | 25.6774
E02000970 | Westminster 011 | 74.7339 | 2127.0409 | 39125.7739 | 0 | 0 | 20507.9648 | 17767.0479 | 504 | 0 | 0 | 758.113 | 0 | 0 | 130.7704 | 0 | 6924.4997 | 3909.6105 | 91.8296
E02000971 | Westminster 012 | 15.7869 | 449.3188 | 0 | 0 | 0 | 17935.281 | 17474.8267 | 252 | 0 | 0 | 108.3019 | 0 | 0 | 0 | 0 | 0 | 4247.162 | 40.4827
E02000972 | Westminster 013 | 32.1425 | 914.825 | 45404.9217 | 0 | 0 | 20140.4385 | 25131.0217 | 1512 | 0 | 0 | 649.8111 | 0 | 0 | 523.0816 | 0 | 6395.1486 | 3384.5742 | 104.088
E02000973 | Westminster 014 | 23.5219 | 669.4688 | 68198.5006 | 0 | 0 | 6015.24 | 14377.2822 | 126 | 0 | 0 | 324.9056 | 0 | 0 | 0 | 0 | 10627.5105 | 3834.3803 | 104.1968
E02000974 | Westminster 015 | 66.1375 | 1882.375 | 0 | 0 | 0 | 17935.281 | 17591.7152 | 0 | 0 | 0 | 324.9056 | 0 | 0 | 0 | 0 | 0 | 3748.1215 | 41.5485
E02000975 | Westminster 016 | 19.3781 | 551.5312 | 0 | 0 | 0 | 17200.2285 | 12097.9569 | 126 | 0 | 0 | 541.5093 | 0 | 0 | 130.7704 | 0 | 0 | 3638.2301 | 34.3056
E02000976 | Westminster 017 | 41.6 | 1184 | 0 | 0 | 0 | 6523.02 | 20163.2616 | 504 | 0 | 0 | 324.9056 | 0 | 0 | 0 | 0 | 0 | 4444.0999 | 33.1849
E02000977 | Westminster 018 | 5.3137 | 151.2375 | 74736.7082 | 0 | 0 | 20801.9857 | 28287.0104 | 1134 | 0 | 0 | 1191.3204 | 0 | 0 | 392.3112 | 0 | 8780.1574 | 3669.3463 | 139.1494
E02000978 | Westminster 019 | 2.925 | 83.25 | 115182.7651 | 0 | 0 | 19478.8913 | 11162.8492 | 0 | 0 | 0 | 108.3019 | 0 | 0 | 261.5408 | 0 | 15277.2132 | 4830.8859 | 166.3886
E02000979 | Westminster 020 | 0 | 0 | 0 | 0 | 0 | 18302.8072 | 14494.1706 | 756 | 0 | 0 | 433.2074 | 0 | 0 | 130.7704 | 0 | 0 | 4589.0462 | 38.706
E02000980 | Westminster 021 | 54.4294 | 1549.1437 | 19820.8075 | 0 | 0 | 16612.1865 | 15092.5283 | 0 | 0 | 0 | 0 | 0 | 0 | 0 | 0 | 4672.9295 | 0 | 57.802
E02000981 | Westminster 022 | 0.78 | 22.2 | 0 | 0 | 0 | 17420.7442 | 10169.2971 | 126 | 0 | 0 | 324.9056 | 0 | 0 | 130.7704 | 0 | 0 | 0 | 28.1947
E02000982 | Westminster 023 | 41.73 | 1187.7 | 0 | 0 | 0 | 20213.9437 | 24838.8005 | 252 | 0 | 0 | 216.6037 | 0 | 0 | 0 | 0 | 0 | 3976.9633 | 50.7277
E02000983 | Westminster 024 | 87.8637 | 2500.7375 | 0 | 0 | 0 | 16685.6918 | 9351.0778 | 126 | 0 | 0 | 0 | 0 | 0 | 0 | 0 | 0 | 0 | 28.7514

## Delivered Heat 2050
Table 4: 2050 Annual Delivered Heat at 70°C (ambitious scenario)
|  | Open Loop Ground Source Abstraction | Closed Loop Ground Source Abstraction | Air Source Heat Pumps | Rivers (10% Abstraction) | Power Stations | Building Heat Rejection |  |  | Industrial Sources Part A Processes | Industrial Sources Part B Processes | Commercial Building Sources - Non HVAC |  | Wastewater (Treatment Plants) | Tubre rejected | National Grid Infrastructure | UKPN Infrastructure | Sewer heat mining | TOTAL
[7 empty] | Office | Retail | Gyms |  |  | Supermarkets | Data Centres
Typical Temperature | [17 empty] | Various
Greater London (GWh) |  | 370.2763 | 12102.0165 | 7579.5107 | 3956.7003 | 7578.0497 | 3152.2851 | 6304.5699 | 91.852 | 77.4511 | 28.6145 | 264.0096 | 685.1488 | 13307.8333 | 13.1995 | 705.5798 | 468.1047 | 4391.5807 | 61076.7826
As a % of total heat demand |  | 0.561% | 18.33% | 11.48% | 5.994% | 11.48% | 4.776% | 9.552% | 0.1392% | 0.1173% | 0.04335% | 0.4% | 1.038% | 20.16% | 0.02% | 1.069% | 0.7092% | 6.653% | 92.53%
% Increase from 2013 |  | 0% | 0% | -50% | 25% | -25% | -10% | -10% | -10% | 0% | 0% | -25% | -25% | 0% | 0% | 75% | 75% | 0%
MSOA Code | MSOA Name | MWh | [16 empty] | GWh
E02000001 | City of London 001 | 11.1516 | 381.8153 | 246304.8463 | 0 | 700.1405 | 23836.3592 | 32673.8653 | 3432.1906 | 0 | 0 | 1784.5091 | 13329.9032 | 0 | 553.5116 | 0 | 17260.6924 | 6656.8115 | 346.9258 | 346925.7965
E02000002 | Barking and Dagenham 001 | 364.457 | 12478.5442 | 0 | 0 | 0 | 4863.9044 | 12129.5091 | 0 | 0 | 0 | 0 | 0 | 0 | 0 | 0 | 0 | 0 | 29.8364 | 29836.4148
E02000003 | Barking and Dagenham 002 | 669.2258 | 18913.0707 | 0 | 0 | 0 | 512.9899 | 5666.7551 | 0 | 0 | 0 | 137.2699 | 0 | 0 | 0 | 0 | 0 | 0 | 25.8993 | 25899.3114
E02000004 | Barking and Dagenham 003 | 1925.5336 | 65927.8161 | 0 | 0 | 0 | 530.7229 | 1503.0483 | 0 | 0 | 0 | 0 | 0 | 0 | 0 | 0 | 0 | 3459.2389 | 73.3464 | 73346.3598
E02000005 | Barking and Dagenham 004 | 269.4961 | 7859.5529 | 0 | 0 | 0 | 530.7229 | 1182.6271 | 0 | 7789.7311 | 0 | 549.0797 | 0 | 0 | 0 | 0 | 0 | 0 | 18.1812 | 18181.2099
E02000006 | Barking and Dagenham 005 | 119.4375 | 4022.6223 | 0 | 0 | 0 | 455.991 | 1273.5985 | 0 | 0 | 0 | 274.5399 | 0 | 0 | 0 | 0 | 0 | 0 | 6.1462 | 6146.1891
E02000007 | Barking and Dagenham 006 | 1008.7289 | 33358.4157 | 0 | 0 | 0 | 405.3254 | 5617.4789 | 163.4376 | 0 | 0 | 0 | 0 | 0 | 0 | 0 | 0 | 14842.0047 | 55.3954 | 55395.3912
E02000008 | Barking and Dagenham 007 | 272.4211 | 9069.3301 | 0 | 0 | 0 | 493.9903 | 1167.4653 | 0 | 0 | 0 | 0 | 0 | 0 | 0 | 0 | 0 | 44478.1274 | 55.4813 | 55481.3341
E02000009 | Barking and Dagenham 008 | 59.9625 | 1668.4424 | 0 | 0 | 0 | 530.7229 | 1137.1415 | 0 | 0 | 0 | 0 | 0 | 0 | 0 | 0 | 0 | 0 | 3.3963 | 3396.2693
E02000010 | Barking and Dagenham 009 | 286.2031 | 9798.8825 | 0 | 0 | 0 | 530.7229 | 1503.0483 | 0 | 0 | 0 | 0 | 0 | 0 | 0 | 0 | 0 | 4920.9212 | 17.0398 | 17039.7781
E02000011 | Barking and Dagenham 010 | 522.0008 | 17872.6414 | 0 | 0 | 0 | 530.7229 | 955.1988 | 163.4376 | 0 | 0 | 0 | 0 | 0 | 0 | 0 | 0 | 3495.1539 | 23.5392 | 23539.1555
E02000012 | Barking and Dagenham 011 | 287.7469 | 9033.861 | 0 | 0 | 0 | 530.7229 | 1503.0483 | 0 | 0 | 0 | 0 | 0 | 0 | 0 | 0 | 0 | 0 | 11.3554 | 11355.3791
E02000013 | Barking and Dagenham 012 | 644.0586 | 21034.6145 | 0 | 0 | 0 | 530.7229 | 1503.0483 | 0 | 0 | 0 | 0 | 0 | 0 | 0 | 0 | 0 | 0 | 23.7124 | 23712.4443
E02000014 | Barking and Dagenham 013 | 461.4289 | 14793.0821 | 0 | 0 | 0 | 530.7229 | 1334.246 | 0 | 0 | 0 | 137.2699 | 0 | 0 | 0 | 0 | 0 | 5328.5277 | 22.5853 | 22585.2775
E02000015 | Barking and Dagenham 014 | 1003.5086 | 34065.0174 | 0 | 0 | 0 | 512.9899 | 1243.2747 | 0 | 0 | 0 | 0 | 0 | 0 | 0 | 0 | 0 | 4283.0029 | 41.1078 | 41107.7935
E02000016 | Barking and Dagenham 015 | 287.4219 | 9840.9587 | 154544.1611 | 0 | 0 | 569.9888 | 4927.6131 | 163.4376 | 0 | 0 | 3936.0837 | 0 | 0 | 0 | 0 | 6821.0358 | 0 | 181.0907 | 181090.7006
E02000017 | Barking and Dagenham 016 | 212.0219 | 7259.3588 | 0 | 0 | 0 | 530.7229 | 1319.0841 | 0 | 0 | 0 | 0 | 0 | 0 | 0 | 0 | 0 | 0 | 9.3212 | 9321.1877
E02000018 | Barking and Dagenham 017 | 461.6828 | 15807.4311 | 0 | 0 | 0 | 530.7229 | 1503.0483 | 163.4376 | 0 | 0 | 0 | 0 | 0 | 0 | 0 | 0 | 4938.0236 | 23.4043 | 23404.3464
E02000019 | Barking and Dagenham 018 | 650.7008 | 20486.5809 | 0 | 0 | 2962132.756 | 481.3239 | 11447.2243 | 163.4376 | 0 | 0 | 1624.867 | 0 | 0 | 0 | 0 | 0 | 4727.6645 | 3001.7146 | 3001714.5549
E02000020 | Barking and Dagenham 019 | 1044.225 | 35751.1944 | 0 | 0 | 0 | 530.7229 | 1258.4366 | 0 | 0 | 0 | 0 | 0 | 0 | 0 | 0 | 0 | 22440.5866 | 61.0252 | 61025.1654
E02000021 | Barking and Dagenham 020 | 512.2609 | 17539.1616 | 0 | 0 | 0 | 538.3227 | 1503.0483 | 0 | 0 | 0 | 0 | 0 | 0 | 0 | 0 | 0 | 4365.0943 | 24.4579 | 24457.8879
E02000022 | Barking and Dagenham 021 | 242.7039 | 8309.8724 | 0 | 0 | 0 | 525.6563 | 6405.897 | 0 | 0 | 0 | 0 | 0 | 0 | 0 | 0 | 0 | 4631.8912 | 20.116 | 20116.0209
E02000023 | Barking and Dagenham 022 | 671.1047 | 22977.7691 | 0 | 0 | 0 | 530.7229 | 1503.0483 | 0 | 0 | 0 | 0 | 0 | 0 | 0 | 58798.317 | 0 | 3564.7035 | 88.0457 | 88045.6655
E02000024 | Barnet 001 | 37.0749 | 180.9809 | 0 | 0 | 0 | 4027.9208 | 6997.2106 | 163.4376 | 0 | 0 | 274.5399 | 0 | 0 | 0 | 0 | 0 | 0 | 11.6812 | 11681.1647
E02000025 | Barnet 002 | 737.0797 | 23203.4505 | 0 | 0 | 0 | 3951.9223 | 1197.789 | 0 | 0 | 0 | 0 | 0 | 0 | 0 | 0 | 0 | 0 | 29.0902 | 29090.2415
E02000026 | Barnet 003 | 506.807 | 16342.9461 | 0 | 0 | 0 | 4065.92 | 1212.9509 | 0 | 0 | 0 | 0 | 1733.7052 | 0 | 0 | 0 | 0 | 0 | 23.8623 | 23862.3293
E02000027 | Barnet 004 | 736.0641 | 21699.8355 | 0 | 0 | 0 | 688.5727 | 6689.2348 | 0 | 0 | 0 | 0 | 0 | 0 | 0 | 0 | 0 | 20232.1008 | 50.0458 | 50045.8078
E02000028 | Barnet 005 | 85.7594 | 2865.7011 | 0 | 0 | 0 | 4065.92 | 5371.0983 | 163.4376 | 0 | 0 | 0 | 0 | 0 | 0 | 0 | 0 | 0 | 12.5519 | 12551.9164
E02000029 | Barnet 006 | 575.382 | 18309.3992 | 0 | 0 | 0 | 595.3216 | 6060.9641 | 163.4376 | 0 | 0 | 274.5399 | 0 | 0 | 0 | 0 | 0 | 0 | 25.979 | 25979.0444
E02000030 | Barnet 007 | 6004.9031 | 205600.2294 | 0 | 0 | 0 | 688.5727 | 6689.2348 | 326.8753 | 0 | 0 | 0 | 0 | 0 | 0 | 0 | 0 | 5434.5623 | 224.7444 | 224744.3776
E02000031 | Barnet 008 | 540.2008 | 15026.0659 | 0 | 0 | 0 | 4521.9111 | 6504.4493 | 0 | 0 | 0 | 274.5399 | 0 | 0 | 0 | 0 | 0 | 4249.3683 | 31.1165 | 31116.5352
E02000032 | Barnet 009 | 215.7289 | 7257.2723 | 0 | 0 | 0 | 688.5727 | 5173.9937 | 0 | 0 | 0 | 0 | 0 | 0 | 0 | 0 | 0 | 9510.0565 | 22.8456 | 22845.6242
E02000033 | Barnet 010 | 574.6203 | 19674.2671 | 0 | 0 | 0 | 3875.9238 | 1379.7317 | 163.4376 | 0 | 712.8802 | 0 | 0 | 0 | 0 | 0 | 0 | 13921.8973 | 40.3028 | 40302.758
E02000034 | Barnet 011 | 560.168 | 18217.5966 | 0 | 0 | 0 | 588.9884 | 1394.8936 | 0 | 0 | 0 | 0 | 0 | 0 | 0 | 0 | 0 | 0 | 20.7616 | 20761.6465
E02000035 | Barnet 012 | 329.4891 | 10941.1987 | 0 | 0 | 0 | 4863.9044 | 13569.8884 | 0 | 0 | 0 | 137.2699 | 0 | 0 | 0 | 0 | 0 | 9584.1668 | 39.4259 | 39425.9172
E02000036 | Barnet 013 | 237.9305 | 8146.436 | 0 | 0 | 0 | 688.5727 | 6208.7925 | 0 | 0 | 0 | 0 | 0 | 0 | 0 | 0 | 0 | 0 | 15.2817 | 15281.7316
E02000037 | Barnet 014 | 750.5773 | 25698.8116 | 0 | 0 | 0 | 688.5727 | 5469.6505 | 0 | 0 | 0 | 0 | 0 | 0 | 0 | 0 | 0 | 0 | 32.6076 | 32607.6121
E02000038 | Barnet 015 | 606.3281 | 16390.9338 | 0 | 0 | 0 | 538.3227 | 14327.9827 | 163.4376 | 0 | 0 | 0 | 0 | 0 | 0 | 0 | 0 | 5866.1121 | 37.8931 | 37893.1171
E02000039 | Barnet 016 | 706.7937 | 22574.7419 | 0 | 0 | 0 | 4293.9156 | 5716.0312 | 0 | 0 | 0 | 137.2699 | 0 | 0 | 0 | 0 | 0 | 0 | 33.4288 | 33428.7523
E02000040 | Barnet 017 | 2994.2148 | 100194.1732 | 0 | 0 | 0 | 688.5727 | 7194.3151 | 0 | 0 | 0 | 0 | 0 | 0 | 0 | 0 | 0 | 0 | 111.0713 | 111071.2759
E02000041 | Barnet 018 | 113.4555 | 2719.3038 | 0 | 0 | 0 | 620.6545 | 14327.9827 | 163.4376 | 0 | 0 | 411.8098 | 0 | 0 | 0 | 0 | 0 | 0 | 18.3566 | 18356.6438
E02000042 | Barnet 019 | 68.4633 | 805.0113 | 0 | 0 | 0 | 4331.9148 | 12508.5563 | 163.4376 | 0 | 0 | 274.5399 | 0 | 0 | 0 | 0 | 0 | 5642.6411 | 23.7946 | 23794.5643
E02000043 | Barnet 020 | 334.618 | 10160.1813 | 0 | 0 | 0 | 688.5727 | 6689.2348 | 163.4376 | 0 | 0 | 0 | 0 | 0 | 0 | 0 | 0 | 17325.8385 | 35.3619 | 35361.8828
E02000044 | Barnet 021 | 313.7977 | 10324.3132 | 0 | 0 | 0 | 3951.9223 | 6689.2348 | 326.8753 | 0 | 0 | 0 | 0 | 0 | 0 | 0 | 0 | 0 | 21.6061 | 21606.1432
E02000045 | Barnet 022 | 531.8219 | 13468.2039 | 0 | 0 | 0 | 3989.9215 | 16526.4562 | 163.4376 | 0 | 0 | 1899.4069 | 0 | 0 | 0 | 0 | 0 | 23714.713 | 60.294 | 60293.961
E02000046 | Barnet 023 | 40.7889 | 1396.5598 | 0 | 0 | 0 | 5281.8961 | 11447.2243 | 163.4376 | 0 | 0 | 1624.867 | 0 | 0 | 0 | 0 | 0 | 0 | 19.9548 | 19954.7738
E02000047 | Barnet 024 | 448.0023 | 14467.6002 | 0 | 0 | 0 | 4027.9208 | 6060.9641 | 0 | 0 | 0 | 0 | 0 | 0 | 0 | 0 | 0 | 0 | 25.0045 | 25004.4874
E02000048 | Barnet 025 | 1714.9945 | 57545.9621 | 0 | 0 | 0 | 3799.9253 | 11826.2714 | 0 | 0 | 712.8802 | 274.5399 | 0 | 0 | 0 | 0 | 0 | 0 | 75.8746 | 75874.5734
E02000049 | Barnet 026 | 142.6039 | 4882.576 | 0 | 0 | 0 | 688.5727 | 818.7419 | 0 | 0 | 0 | 0 | 0 | 0 | 0 | 0 | 0 | 0 | 6.5325 | 6532.4944
E02000050 | Barnet 027 | 304.6875 | 1393.7301 | 0 | 0 | 0 | 688.5727 | 11674.6526 | 163.4376 | 0 | 712.8802 | 0 | 0 | 0 | 0 | 0 | 0 | 0 | 14.938 | 14937.9607
E02000051 | Barnet 028 | 45.1502 | 1545.8867 | 0 | 0 | 0 | 5243.8969 | 5420.3744 | 0 | 0 | 0 | 0 | 0 | 0 | 0 | 0 | 0 | 0 | 12.2553 | 12255.3082
E02000052 | Barnet 029 | 49.993 | 1455.7625 | 0 | 0 | 0 | 4331.9148 | 6258.0686 | 0 | 0 | 0 | 0 | 0 | 0 | 0 | 0 | 0 | 0 | 12.0957 | 12095.7389
E02000053 | Barnet 030 | 439.3492 | 13663.9799 | 0 | 0 | 0 | 557.3224 | 6701.5538 | 0 | 0 | 0 | 0 | 0 | 0 | 0 | 0 | 0 | 0 | 21.3622 | 21362.2052
E02000054 | Barnet 031 | 458.1484 | 15187.4159 | 0 | 0 | 0 | 4027.9208 | 5075.4415 | 0 | 0 | 0 | 0 | 0 | 0 | 0 | 0 | 0 | 0 | 24.7489 | 24748.9266
E02000055 | Barnet 032 | 38.0453 | 1302.623 | 0 | 0 | 0 | 4141.9186 | 5272.546 | 326.8753 | 0 | 0 | 549.0797 | 0 | 0 | 0 | 0 | 0 | 0 | 11.6311 | 11631.0879
E02000056 | Barnet 033 | 269.2023 | 8133.2461 | 0 | 0 | 0 | 688.5727 | 6997.2106 | 0 | 0 | 712.8802 | 0 | 0 | 0 | 0 | 0 | 0 | 0 | 16.8011 | 16801.1118
E02000057 | Barnet 034 | 226.7789 | 7764.6207 | 0 | 0 | 0 | 688.5727 | 4927.6131 | 326.8753 | 0 | 0 | 0 | 0 | 0 | 0 | 0 | 0 | 0 | 13.9345 | 13934.4607
E02000058 | Barnet 035 | 40.8246 | 612.9391 | 0 | 0 | 0 | 4901.9036 | 12356.9374 | 0 | 0 | 712.8802 | 274.5399 | 0 | 0 | 0 | 0 | 0 | 0 | 18.9 | 18900.0248
E02000059 | Barnet 036 | 932.3539 | 28859.3937 | 0 | 0 | 0 | 3837.9245 | 6603.0015 | 0 | 0 | 0 | 137.2699 | 0 | 0 | 0 | 0 | 0 | 5793.142 | 46.1631 | 46163.0856
E02000060 | Barnet 037 | 101.593 | 3445.7265 | 0 | 0 | 0 | 7650.5162 | 5420.3744 | 0 | 0 | 0 | 137.2699 | 0 | 0 | 0 | 0 | 0 | 0 | 16.7555 | 16755.48
E02000061 | Barnet 038 | 75.3134 | 2074.4161 | 0 | 0 | 0 | 4787.9059 | 13342.4601 | 163.4376 | 0 | 0 | 137.2699 | 0 | 0 | 0 | 0 | 0 | 0 | 20.5808 | 20580.803
E02000062 | Barnet 039 | 452.4914 | 14498.8965 | 0 | 0 | 0 | 688.5727 | 25926.8258 | 163.4376 | 0 | 0 | 1899.4069 | 0 | 0 | 0 | 0 | 0 | 21625.9438 | 65.2556 | 65255.5747
E02000063 | Barnet 040 | 401.4461 | 10398.0334 | 0 | 0 | 0 | 544.656 | 6689.2348 | 0 | 0 | 0 | 0 | 0 | 0 | 0 | 0 | 0 | 0 | 18.0334 | 18033.3702
E02000064 | Barnet 041 | 254.6883 | 8712.5519 | 0 | 0 | 0 | 512.9899 | 5272.546 | 163.4376 | 0 | 0 | 0 | 0 | 0 | 0 | 0 | 0 | 0 | 14.9162 | 14916.2138
E02000065 | Bexley 001 | 2310.0594 | 79093.4887 | 0 | 329308.1793 | 0 | 500.3235 | 5021.6857 | 0 | 0 | 0 | 0 | 0 | 2523513.0261 | 0 | 0 | 0 | 8963.3508 | 2948.7101 | 2948710.1136
E02000066 | Bexley 002 | 458.7375 | 15546.976 | 0 | 0 | 0 | 543.3893 | 5021.6857 | 0 | 0 | 0 | 0 | 0 | 0 | 0 | 0 | 0 | 9950.1575 | 31.5209 | 31520.946
E02000067 | Bexley 003 | 667.6414 | 20965.4148 | 0 | 0 | 999399.228 | 3989.9215 | 5469.6505 | 163.4376 | 0 | 0 | 0 | 0 | 0 | 0 | 0 | 0 | 0 | 1030.6553 | 1030655.2939
E02000068 | Bexley 004 | 278.6164 | 9537.3842 | 30858.04 | 0 | 9801.9666 | 462.3242 | 5026.1654 | 0 | 7789.7311 | 635.7787 | 549.0797 | 0 | 0 | 0 | 0 | 934.835 | 0 | 65.8739 | 65873.9213
E02000069 | Bexley 005 | 538.5859 | 18322.9609 | 0 | 0 | 0 | 543.3893 | 1349.4079 | 0 | 0 | 0 | 0 | 0 | 0 | 0 | 0 | 0 | 0 | 20.7543 | 20754.3441
E02000070 | Bexley 006 | 250.1992 | 7799.3944 | 0 | 0 | 0 | 543.3893 | 5021.6857 | 0 | 0 | 0 | 274.5399 | 0 | 0 | 0 | 0 | 0 | 0 | 13.8892 | 13889.2085
E02000071 | Bexley 007 | 189.343 | 6428.2672 | 0 | 0 | 0 | 543.3893 | 1152.3034 | 0 | 0 | 0 | 274.5399 | 0 | 0 | 0 | 0 | 0 | 0 | 8.5878 | 8587.8427
E02000072 | Bexley 008 | 813.6477 | 27224.6818 | 0 | 0 | 0 | 417.9918 | 1031.0083 | 0 | 0 | 0 | 0 | 0 | 0 | 0 | 0 | 0 | 6546.7863 | 36.0341 | 36034.1158
E02000073 | Bexley 009 | 24.5883 | 461.0993 | 0 | 0 | 0 | 543.3893 | 1334.246 | 0 | 0 | 0 | 0 | 0 | 0 | 0 | 0 | 0 | 0 | 2.3633 | 2363.3229
E02000074 | Bexley 010 | 202.6984 | 5397.9223 | 0 | 0 | 0 | 354.6597 | 5021.6857 | 0 | 0 | 0 | 0 | 0 | 0 | 0 | 0 | 0 | 16124.1122 | 27.1011 | 27101.0783
E02000075 | Bexley 011 | 168.5125 | 5097.4775 | 0 | 0 | 0 | 543.3893 | 5863.8596 | 0 | 0 | 0 | 0 | 0 | 0 | 0 | 0 | 0 | 0 | 11.6732 | 11673.2389
E02000076 | Bexley 012 | 659.1102 | 20085.2923 | 0 | 0 | 0 | 543.3893 | 1091.6558 | 0 | 0 | 0 | 0 | 0 | 0 | 0 | 0 | 0 | 18182.6671 | 40.5621 | 40562.1147
E02000077 | Bexley 013 | 70.6469 | 2096.8544 | 0 | 0 | 0 | 543.3893 | 1197.789 | 0 | 0 | 0 | 0 | 0 | 0 | 0 | 0 | 0 | 0 | 3.9087 | 3908.6797
E02000078 | Bexley 014 | 339.5945 | 10543.0398 | 0 | 0 | 0 | 543.3893 | 4927.6131 | 0 | 0 | 0 | 0 | 0 | 0 | 0 | 0 | 0 | 4330.3195 | 20.684 | 20683.9562
E02000079 | Bexley 015 | 106.0414 | 3630.7226 | 37651.1984 | 0 | 0 | 3913.923 | 12356.9374 | 163.4376 | 0 | 0 | 1899.4069 | 0 | 0 | 0 | 0 | 3499.0969 | 0 | 63.2208 | 63220.7643
E02000080 | Bexley 016 | 12.2078 | 417.9799 | 0 | 0 | 0 | 531.9895 | 1394.8936 | 163.4376 | 0 | 0 | 823.6196 | 0 | 0 | 0 | 0 | 0 | 0 | 3.3441 | 3344.1281
E02000081 | Bexley 017 | 263.7602 | 8093.6615 | 0 | 0 | 0 | 626.9877 | 5765.3073 | 0 | 0 | 0 | 0 | 0 | 0 | 0 | 0 | 0 | 4337.1604 | 19.0869 | 19086.8771
E02000082 | Bexley 018 | 64.6953 | 2211.6077 | 0 | 0 | 0 | 543.3893 | 1334.246 | 0 | 0 | 0 | 0 | 0 | 0 | 0 | 0 | 0 | 0 | 4.1539 | 4153.9383
E02000083 | Bexley 019 | 79.2066 | 1164.8522 | 61552.5486 | 62110.0237 | 0 | 455.991 | 6898.6583 | 163.4376 | 0 | 0 | 137.2699 | 0 | 0 | 0 | 0 | 2241.5065 | 5447.6742 | 140.2512 | 140251.1687
E02000084 | Bexley 020 | 658.7241 | 20722.3408 | 0 | 0 | 0 | 455.991 | 1137.1415 | 163.4376 | 0 | 0 | 1624.867 | 0 | 0 | 0 | 0 | 0 | 21066.1263 | 45.8286 | 45828.6284
E02000085 | Bexley 021 | 409.1018 | 12437.4392 | 0 | 0 | 0 | 543.3893 | 1455.5411 | 0 | 0 | 0 | 0 | 0 | 0 | 0 | 0 | 0 | 0 | 14.8455 | 14845.4714
E02000086 | Bexley 022 | 293.3476 | 9765.6586 | 0 | 0 | 0 | 582.6552 | 5124.7176 | 0 | 0 | 0 | 274.5399 | 0 | 0 | 0 | 0 | 0 | 4122.8107 | 20.1637 | 20163.7296
E02000087 | Bexley 023 | 1077.9234 | 32788.4747 | 0 | 0 | 0 | 525.6563 | 5173.9937 | 0 | 0 | 0 | 0 | 0 | 0 | 0 | 0 | 0 | 4247.0879 | 43.8131 | 43813.1361
E02000088 | Bexley 024 | 417.9616 | 12334.2844 | 0 | 0 | 0 | 543.3893 | 5021.6857 | 0 | 0 | 0 | 0 | 0 | 0 | 0 | 0 | 0 | 14087.7903 | 32.4051 | 32405.1114
E02000089 | Bexley 025 | 223.7625 | 3128.5903 | 0 | 0 | 0 | 543.3893 | 5021.6857 | 0 | 0 | 0 | 0 | 0 | 0 | 0 | 0 | 0 | 4376.4959 | 13.2939 | 13293.9237
E02000090 | Bexley 026 | 190.194 | 5447.5779 | 0 | 0 | 0 | 620.6545 | 5420.3744 | 0 | 0 | 0 | 1235.4294 | 0 | 0 | 0 | 0 | 0 | 4729.9448 | 17.6442 | 17644.1749
E02000091 | Bexley 027 | 475.3013 | 14434.53 | 0 | 0 | 0 | 3799.9253 | 5321.8221 | 0 | 7789.7311 | 336.2309 | 0 | 0 | 0 | 0 | 0 | 0 | 0 | 32.1575 | 32157.5407
E02000092 | Bexley 028 | 1246.669 | 40420.5887 | 0 | 0 | 0 | 3989.9215 | 6898.6583 | 163.4376 | 0 | 0 | 549.0797 | 0 | 0 | 0 | 58798.317 | 0 | 3440.9964 | 115.5077 | 115507.6682
E02000093 | Brent 001 | 133.25 | 4562.3102 | 0 | 0 | 0 | 4407.9133 | 1425.2173 | 0 | 0 | 0 | 549.0797 | 0 | 0 | 0 | 0 | 0 | 0 | 11.0778 | 11077.7705
E02000094 | Brent 002 | 153.8164 | 5266.4777 | 0 | 0 | 0 | 512.9899 | 6898.6583 | 0 | 0 | 0 | 1624.867 | 0 | 0 | 0 | 0 | 0 | 0 | 14.4568 | 14456.8094
E02000095 | Brent 003 | 414.832 | 12753.2565 | 0 | 0 | 0 | 4749.9066 | 7194.3151 | 0 | 0 | 0 | 137.2699 | 0 | 0 | 0 | 0 | 0 | 4866.7637 | 30.1163 | 30116.3439
E02000096 | Brent 004 | 366.5492 | 12197.225 | 0 | 0 | 0 | 3875.9238 | 12432.7469 | 0 | 0 | 0 | 0 | 0 | 0 | 0 | 0 | 0 | 11846.81 | 40.7193 | 40719.2549
E02000097 | Brent 005 | 1285.9539 | 43106.5286 | 0 | 0 | 0 | 707.5921 | 5518.9267 | 0 | 0 | 0 | 0 | 0 | 0 | 0 | 0 | 0 | 0 | 50.619 | 50619.0013
E02000098 | Brent 006 | 833.7977 | 28318.3148 | 0 | 0 | 0 | 4331.9148 | 5909.3452 | 0 | 0 | 0 | 1624.867 | 0 | 0 | 0 | 0 | 0 | 3876.5367 | 44.8948 | 44894.7762
E02000099 | Brent 007 | 129.6344 | 4438.5158 | 0 | 0 | 0 | 707.5921 | 5909.3452 | 0 | 0 | 0 | 274.5399 | 0 | 0 | 0 | 0 | 0 | 3901.6201 | 15.3612 | 15361.2475
E02000100 | Brent 008 | 806.2641 | 27204.1653 | 0 | 0 | 0 | 707.5921 | 5909.3452 | 163.4376 | 0 | 0 | 0 | 0 | 0 | 0 | 0 | 0 | 0 | 34.7908 | 34790.8044
E02000101 | Brent 009 | 222.2594 | 7193.2887 | 0 | 0 | 0 | 707.5921 | 12356.9374 | 0 | 0 | 0 | 2173.9467 | 0 | 0 | 0 | 0 | 0 | 4385.047 | 27.0391 | 27039.0715
E02000102 | Brent 010 | 494.5687 | 16344.6848 | 0 | 0 | 0 | 626.9877 | 803.58 | 0 | 0 | 0 | 0 | 0 | 0 | 0 | 0 | 0 | 12373.5629 | 30.6434 | 30643.3842
E02000103 | Brent 011 | 594.4961 | 19108.8467 | 0 | 0 | 0 | 707.5921 | 5909.3452 | 0 | 0 | 0 | 549.0797 | 19234.3143 | 0 | 0 | 0 | 0 | 12509.2417 | 58.6129 | 58612.9159
E02000104 | Brent 012 | 154.6594 | 5295.3399 | 0 | 0 | 0 | 4407.9133 | 1167.4653 | 0 | 0 | 0 | 0 | 0 | 0 | 0 | 0 | 0 | 10830.9294 | 21.8563 | 21856.3072
E02000105 | Brent 013 | 614.0773 | 20643.0626 | 0 | 0 | 0 | 620.6545 | 5962.4118 | 490.3129 | 0 | 0 | 0 | 0 | 0 | 0 | 0 | 0 | 0 | 28.3305 | 28330.5191
E02000106 | Brent 014 | 83.0477 | 2520.3982 | 0 | 0 | 0 | 707.5921 | 6307.3448 | 0 | 0 | 0 | 0 | 0 | 0 | 0 | 0 | 0 | 0 | 9.6184 | 9618.3827
E02000107 | Brent 015 | 94.3211 | 3229.434 | 0 | 0 | 0 | 4027.9208 | 5518.9267 | 0 | 0 | 0 | 274.5399 | 0 | 0 | 0 | 0 | 0 | 0 | 13.1451 | 13145.1424
E02000108 | Brent 016 | 204.9633 | 6744.7079 | 0 | 0 | 0 | 707.5921 | 5909.3452 | 0 | 0 | 0 | 0 | 0 | 0 | 0 | 0 | 0 | 0 | 13.5666 | 13566.6086
E02000109 | Brent 017 | 276.2195 | 9250.5011 | 0 | 0 | 0 | 4787.9059 | 5909.3452 | 0 | 0 | 0 | 549.0797 | 0 | 0 | 0 | 0 | 0 | 4232.836 | 25.0059 | 25005.8875
E02000110 | Brent 018 | 138.2773 | 4657.5901 | 0 | 0 | 0 | 707.5921 | 1470.703 | 0 | 0 | 0 | 0 | 0 | 0 | 0 | 0 | 0 | 0 | 6.9742 | 6974.1626
E02000111 | Brent 019 | 161.3625 | 5524.8463 | 0 | 0 | 0 | 3989.9215 | 5716.0312 | 0 | 0 | 0 | 0 | 0 | 0 | 0 | 0 | 0 | 0 | 15.3922 | 15392.1616
E02000112 | Brent 020 | 203.0437 | 6239.7937 | 0 | 0 | 0 | 4635.9088 | 1364.5698 | 0 | 0 | 0 | 0 | 0 | 0 | 0 | 0 | 0 | 4545.2392 | 16.9886 | 16988.5553
E02000113 | Brent 021 | 304.5047 | 8785.229 | 0 | 0 | 84535.7522 | 707.5921 | 5909.3452 | 0 | 0 | 0 | 1624.867 | 0 | 0 | 0 | 0 | 0 | 4748.7574 | 106.616 | 106616.0476
E02000114 | Brent 022 | 0.41641 | 14.2572 | 0 | 0 | 0 | 569.9888 | 11523.0337 | 0 | 0 | 0 | 549.0797 | 0 | 0 | 0 | 0 | 0 | 0 | 12.6568 | 12656.7758
E02000115 | Brent 023 | 25.8781 | 886.034 | 0 | 0 | 0 | 3875.9238 | 5909.3452 | 0 | 0 | 0 | 411.8098 | 0 | 0 | 0 | 0 | 0 | 0 | 11.109 | 11108.991
E02000116 | Brent 024 | 180.1076 | 6047.38 | 0 | 0 | 0 | 4559.9103 | 6110.2402 | 163.4376 | 0 | 0 | 0 | 0 | 0 | 0 | 0 | 0 | 0 | 17.0611 | 17061.0757
E02000117 | Brent 025 | 84.4391 | 2432.073 | 0 | 0 | 0 | 4103.9193 | 1364.5698 | 0 | 0 | 0 | 0 | 0 | 0 | 0 | 0 | 0 | 0 | 7.985 | 7985.0011
E02000118 | Brent 026 | 203.0133 | 6640.0391 | 0 | 0 | 0 | 4103.9193 | 5518.9267 | 0 | 0 | 0 | 0 | 0 | 0 | 0 | 0 | 0 | 4853.6519 | 21.3196 | 21319.5502
E02000119 | Brent 027 | 689.2234 | 23296.2963 | 158382.1544 | 0 | 0 | 5357.8946 | 11674.6526 | 0 | 0 | 0 | 0 | 152328.8997 | 0 | 0 | 0 | 5935.9011 | 3290.4955 | 360.9555 | 360955.5177
E02000120 | Brent 028 | 18.7078 | 640.5317 | 0 | 0 | 0 | 4179.9178 | 12356.9374 | 163.4376 | 0 | 0 | 411.8098 | 0 | 0 | 0 | 0 | 0 | 4288.1336 | 22.0595 | 22059.4758
E02000121 | Brent 029 | 300.0969 | 10070.4651 | 0 | 0 | 0 | 707.5921 | 15465.1242 | 0 | 0 | 0 | 137.2699 | 0 | 0 | 0 | 0 | 0 | 8504.4373 | 35.185 | 35184.9856
E02000122 | Brent 030 | 111.2719 | 3712.0931 | 0 | 0 | 0 | 707.5921 | 1364.5698 | 0 | 0 | 0 | 0 | 0 | 0 | 0 | 0 | 0 | 0 | 5.8955 | 5895.5269
E02000123 | Brent 031 | 24.4563 | 641.5749 | 0 | 0 | 0 | 595.3216 | 1334.246 | 163.4376 | 0 | 0 | 274.5399 | 0 | 0 | 0 | 0 | 0 | 20604.9325 | 23.6385 | 23638.5087
E02000124 | Brent 032 | 165.2367 | 5657.4952 | 20572.5283 | 0 | 0 | 8106.5073 | 5371.0983 | 490.3129 | 0 | 0 | 137.2699 | 0 | 0 | 0 | 0 | 3105.2138 | 4543.529 | 48.1492 | 48149.1914
E02000125 | Brent 033 | 1.8999 | 65.0499 | 0 | 0 | 0 | 707.5921 | 5617.4789 | 0 | 0 | 0 | 0 | 0 | 0 | 0 | 0 | 0 | 8830.5225 | 15.2225 | 15222.5434
E02000126 | Brent 034 | 78 | 2670.6206 | 0 | 0 | 0 | 4369.9141 | 5173.9937 | 0 | 0 | 0 | 0 | 0 | 0 | 0 | 0 | 0 | 3504.2751 | 15.7968 | 15796.8035
E02000127 | Bromley 001 | 22.3691 | 25.5579 | 0 | 0 | 0 | 614.5966 | 1349.4079 | 0 | 0 | 0 | 274.5399 | 0 | 0 | 0 | 0 | 0 | 5004.7228 | 7.2912 | 7291.1942
E02000128 | Bromley 002 | 839.8711 | 26936.7555 | 0 | 0 | 0 | 4217.9171 | 6553.7254 | 0 | 0 | 0 | 137.2699 | 0 | 0 | 0 | 0 | 0 | 0 | 38.6855 | 38685.539
E02000129 | Bromley 003 | 1304.1738 | 41938.119 | 0 | 0 | 0 | 614.5966 | 5913.1357 | 0 | 0 | 0 | 274.5399 | 0 | 0 | 0 | 0 | 0 | 4407.2801 | 54.4518 | 54451.8452
E02000130 | Bromley 004 | 388.832 | 9423.6742 | 0 | 0 | 0 | 614.5966 | 1501.0268 | 0 | 0 | 0 | 274.5399 | 0 | 0 | 0 | 0 | 0 | 8874.9886 | 21.0777 | 21077.6581
E02000131 | Bromley 005 | 24.3852 | 830.3961 | 0 | 0 | 0 | 487.6571 | 1031.0083 | 0 | 0 | 0 | 137.2699 | 0 | 0 | 0 | 0 | 0 | 0 | 2.5107 | 2510.7165
E02000132 | Bromley 006 | 660.4203 | 22608.8201 | 0 | 0 | 0 | 576.322 | 7095.7629 | 0 | 0 | 0 | 1098.1594 | 0 | 0 | 0 | 0 | 0 | 5023.5354 | 37.063 | 37063.0202
E02000133 | Bromley 007 | 39.5966 | 136.2244 | 37181.6149 | 0 | 0 | 614.5966 | 5223.2699 | 0 | 0 | 0 | 0 | 0 | 0 | 0 | 0 | 3218.8535 | 8750.1413 | 55.1643 | 55164.2973
E02000134 | Bromley 008 | 148.6025 | 3783.2506 | 233903.948 | 0 | 0 | 4673.9081 | 17891.026 | 0 | 0 | 0 | 274.5399 | 0 | 0 | 0 | 0 | 12153.9744 | 6199.0382 | 279.0283 | 279028.2876
E02000135 | Bromley 009 | 383.8758 | 13143.4175 | 0 | 0 | 0 | 462.3242 | 1167.4653 | 0 | 0 | 0 | 137.2699 | 0 | 0 | 0 | 0 | 0 | 0 | 15.2944 | 15294.3527
E02000136 | Bromley 010 | 1667.2094 | 56236.7321 | 0 | 0 | 0 | 582.6552 | 14782.8393 | 0 | 0 | 0 | 0 | 0 | 0 | 0 | 0 | 0 | 0 | 73.2694 | 73269.4359
E02000137 | Bromley 011 | 356.6875 | 12212.5254 | 0 | 0 | 0 | 614.5966 | 5991.6695 | 0 | 0 | 0 | 0 | 0 | 0 | 0 | 0 | 0 | 9022.069 | 28.1975 | 28197.548
E02000138 | Bromley 012 | 322.4813 | 9979.0103 | 0 | 0 | 0 | 4065.92 | 1364.5698 | 0 | 0 | 0 | 0 | 0 | 0 | 0 | 0 | 0 | 0 | 15.732 | 15731.9814
E02000139 | Bromley 013 | 621.4508 | 16551.9361 | 0 | 0 | 0 | 620.6545 | 5075.4415 | 0 | 0 | 0 | 0 | 0 | 0 | 0 | 0 | 0 | 8556.3145 | 31.4258 | 31425.7973
E02000140 | Bromley 014 | 308.618 | 10183.4797 | 0 | 0 | 0 | 4521.9111 | 5026.1654 | 0 | 0 | 0 | 137.2699 | 0 | 0 | 0 | 0 | 0 | 4531.5573 | 24.709 | 24709.0013
E02000141 | Bromley 015 | 51.7055 | 628.0131 | 0 | 0 | 0 | 525.6563 | 5223.2699 | 0 | 0 | 0 | 0 | 0 | 0 | 0 | 0 | 0 | 0 | 6.4286 | 6428.6448
E02000142 | Bromley 016 | 33.0094 | 26.4818 | 0 | 0 | 0 | 569.9888 | 6750.8299 | 0 | 0 | 0 | 1624.867 | 0 | 0 | 0 | 0 | 0 | 4761.8692 | 13.767 | 13767.0461
E02000143 | Bromley 017 | 494.4977 | 14519.0653 | 0 | 0 | 0 | 626.9877 | 11523.0337 | 0 | 0 | 0 | 1624.867 | 0 | 0 | 0 | 0 | 0 | 0 | 28.7885 | 28788.4513
E02000144 | Bromley 018 | 319.3937 | 10316.3152 | 0 | 0 | 0 | 4635.9088 | 13190.8412 | 0 | 0 | 0 | 274.5399 | 0 | 0 | 0 | 0 | 0 | 14094.6312 | 42.8316 | 42831.6301
E02000145 | Bromley 019 | 4354.543 | 148422.5209 | 0 | 0 | 0 | 614.5966 | 17663.5977 | 0 | 0 | 0 | 1624.867 | 0 | 0 | 0 | 0 | 0 | 4493.362 | 177.1735 | 177173.4872
E02000146 | Bromley 020 | 782.0109 | 25399.7577 | 0 | 0 | 0 | 626.9877 | 1470.703 | 0 | 0 | 0 | 0 | 0 | 0 | 0 | 0 | 0 | 0 | 28.2795 | 28279.4593
E02000147 | Bromley 021 | 68.4531 | 2324.6222 | 0 | 0 | 0 | 614.5966 | 5991.6695 | 0 | 0 | 0 | 0 | 0 | 0 | 0 | 0 | 0 | 0 | 8.9993 | 8999.3415
E02000148 | Bromley 022 | 577.6469 | 19525.4357 | 0 | 0 | 0 | 3913.923 | 6208.7925 | 0 | 0 | 0 | 549.0797 | 0 | 0 | 0 | 0 | 0 | 7497.6779 | 38.2726 | 38272.5557
E02000149 | Bromley 023 | 365.4016 | 9877.1233 | 0 | 0 | 0 | 614.5966 | 11826.2714 | 0 | 0 | 0 | 0 | 0 | 0 | 0 | 0 | 0 | 4397.0187 | 27.0804 | 27080.4116
E02000150 | Bromley 024 | 1467.8727 | 49606.0819 | 0 | 0 | 0 | 614.5966 | 1334.246 | 0 | 0 | 0 | 137.2699 | 0 | 0 | 0 | 0 | 0 | 0 | 53.1601 | 53160.0671
E02000151 | Bromley 025 | 195.7109 | 6249.1826 | 0 | 0 | 0 | 614.5966 | 5991.6695 | 0 | 0 | 0 | 0 | 0 | 0 | 0 | 0 | 0 | 8920.5949 | 21.9718 | 21971.7546
E02000152 | Bromley 026 | 1221.5836 | 40056.8746 | 0 | 0 | 0 | 614.5966 | 1197.789 | 0 | 0 | 0 | 0 | 0 | 0 | 0 | 0 | 0 | 0 | 43.0908 | 43090.8438
E02000153 | Bromley 027 | 692.0367 | 22183.8854 | 0 | 0 | 0 | 614.5966 | 5991.6695 | 0 | 0 | 0 | 137.2699 | 0 | 0 | 0 | 0 | 0 | 4509.3243 | 34.1288 | 34128.7825
E02000154 | Bromley 028 | 171.7625 | 5856.2397 | 0 | 0 | 0 | 4217.9171 | 5617.4789 | 0 | 0 | 0 | 137.2699 | 0 | 0 | 0 | 0 | 0 | 4500.203 | 20.5009 | 20500.8712
E02000155 | Bromley 029 | 98.4498 | 3370.797 | 0 | 0 | 0 | 582.6552 | 1470.703 | 0 | 0 | 0 | 0 | 0 | 0 | 0 | 0 | 0 | 4065.8029 | 9.5884 | 9588.4079
E02000156 | Bromley 030 | 1449.4695 | 47928.9461 | 0 | 0 | 0 | 601.6548 | 5716.0312 | 163.4376 | 0 | 0 | 686.3497 | 0 | 0 | 0 | 0 | 0 | 15196.5937 | 71.7425 | 71742.4827
E02000157 | Bromley 031 | 179.593 | 6149.0343 | 0 | 0 | 0 | 614.5966 | 5991.6695 | 0 | 0 | 0 | 0 | 0 | 0 | 0 | 0 | 0 | 0 | 12.9349 | 12934.8935
E02000158 | Bromley 032 | 534.8078 | 18311.1379 | 0 | 0 | 0 | 614.5966 | 1106.8177 | 0 | 0 | 0 | 0 | 0 | 0 | 0 | 0 | 0 | 4344.5714 | 24.9119 | 24911.9314
E02000159 | Bromley 033 | 80.4375 | 877.6883 | 0 | 0 | 0 | 614.3213 | 12887.6035 | 0 | 0 | 0 | 1762.1369 | 0 | 0 | 0 | 0 | 0 | 3989.9824 | 20.2122 | 20212.1698
E02000160 | Bromley 034 | 1004.6766 | 34398.845 | 0 | 0 | 0 | 626.9877 | 5026.1654 | 0 | 0 | 0 | 0 | 0 | 0 | 0 | 0 | 0 | 31296.7626 | 72.3534 | 72353.4372
E02000161 | Bromley 035 | 92.0969 | 3046.5243 | 0 | 0 | 0 | 614.5966 | 5991.6695 | 0 | 0 | 0 | 0 | 0 | 0 | 0 | 0 | 0 | 4879.3055 | 14.6242 | 14624.1928
E02000162 | Bromley 036 | 609.2714 | 18320.8043 | 0 | 0 | 0 | 614.3213 | 5991.6695 | 0 | 0 | 0 | 0 | 0 | 0 | 0 | 0 | 0 | 3884.5178 | 29.4206 | 29420.5843
E02000163 | Bromley 037 | 2757.9906 | 93724.1776 | 0 | 0 | 0 | 557.3224 | 5026.1654 | 0 | 0 | 0 | 274.5399 | 0 | 0 | 0 | 0 | 0 | 4401.0093 | 106.7412 | 106741.205
E02000164 | Bromley 038 | 354.7437 | 11246.0294 | 0 | 0 | 0 | 417.9918 | 5962.4118 | 0 | 0 | 0 | 411.8098 | 0 | 0 | 0 | 0 | 0 | 6901.9455 | 25.2949 | 25294.9321
E02000165 | Bromley 039 | 197.3664 | 6757.5742 | 0 | 0 | 0 | 614.5966 | 1303.9222 | 0 | 0 | 0 | 0 | 0 | 0 | 0 | 0 | 0 | 4084.6155 | 12.9581 | 12958.0749
E02000166 | Camden 001 | 1108.9672 | 37178.5209 | 0 | 0 | 0 | 5091.8999 | 11826.2714 | 0 | 0 | 0 | 137.2699 | 0 | 0 | 0 | 0 | 0 | 18792.0815 | 74.135 | 74135.0108
E02000167 | Camden 002 | 153.8757 | 4782.0248 | 0 | 0 | 0 | 20403.9235 | 29944.7257 | 0 | 0 | 0 | 137.2699 | 0 | 0 | 0 | 0 | 0 | 16457.6083 | 71.8794 | 71879.428
E02000168 | Camden 003 | 15.9555 | 546.2949 | 0 | 0 | 0 | 4901.9036 | 5863.8596 | 653.7506 | 0 | 0 | 137.2699 | 0 | 0 | 184.8653 | 0 | 0 | 4739.0661 | 17.043 | 17042.9655
E02000169 | Camden 004 | 44.4742 | 1522.7406 | 0 | 0 | 0 | 1101.7347 | 21075.0221 | 0 | 0 | 0 | 137.2699 | 0 | 0 | 181.317 | 0 | 0 | 0 | 24.0626 | 24062.5586
E02000170 | Camden 005 | 0 | 0 | 0 | 0 | 0 | 5547.8909 | 5913.1357 | 0 | 0 | 0 | 0 | 0 | 0 | 0 | 0 | 0 | 0 | 11.461 | 11461.0266
E02000171 | Camden 006 | 16.7578 | 573.7661 | 0 | 0 | 0 | 8511.8326 | 14310.4882 | 0 | 0 | 0 | 0 | 0 | 0 | 0 | 0 | 0 | 10600.0474 | 34.0129 | 34012.8922
E02000172 | Camden 007 | 45.8961 | 1520.3064 | 0 | 0 | 0 | 4749.9066 | 5518.9267 | 980.6259 | 0 | 0 | 411.8098 | 0 | 0 | 368.0758 | 0 | 0 | 6506.3107 | 20.1019 | 20101.8579
E02000173 | Camden 008 | 25.1773 | 862.0402 | 0 | 0 | 0 | 8562.4983 | 16223.2185 | 0 | 0 | 0 | 0 | 0 | 0 | 0 | 0 | 0 | 7905.2844 | 33.5782 | 33578.2187
E02000174 | Camden 009 | 39.5383 | 1353.7404 | 0 | 0 | 0 | 4939.9029 | 6159.5164 | 0 | 0 | 0 | 0 | 0 | 0 | 0 | 0 | 0 | 5422.0206 | 17.9147 | 17914.7185
E02000175 | Camden 010 | 67.4883 | 2310.7127 | 29991.2972 | 0 | 0 | 5547.8909 | 12432.7469 | 163.4376 | 0 | 0 | 137.2699 | 0 | 0 | 0 | 0 | 3829.4564 | 5379.8348 | 59.8601 | 59860.1347
E02000176 | Camden 011 | 6.0633 | 166.9138 | 0 | 0 | 0 | 9373.149 | 14310.4882 | 0 | 0 | 0 | 0 | 0 | 0 | 0 | 0 | 0 | 0 | 23.8566 | 23856.6143
E02000177 | Camden 012 | 41.2547 | 1412.5079 | 0 | 0 | 0 | 8359.8356 | 6947.9345 | 490.3129 | 0 | 0 | 274.5399 | 0 | 0 | 0 | 0 | 0 | 0 | 17.5264 | 17526.3855
E02000178 | Camden 013 | 67.7828 | 2320.7971 | 0 | 0 | 0 | 5129.8991 | 6652.2777 | 0 | 0 | 0 | 274.5399 | 0 | 0 | 0 | 0 | 0 | 14254.2533 | 28.6995 | 28699.5499
E02000179 | Camden 014 | 29.6562 | 807.4454 | 0 | 0 | 0 | 8613.164 | 13115.0318 | 163.4376 | 0 | 0 | 0 | 0 | 0 | 0 | 0 | 0 | 0 | 22.7287 | 22728.7351
E02000180 | Camden 015 | 48.6383 | 1665.3128 | 0 | 0 | 0 | 5471.8924 | 5272.546 | 163.4376 | 0 | 0 | 137.2699 | 0 | 0 | 0 | 0 | 0 | 5013.274 | 17.7724 | 17772.371
E02000181 | Camden 016 | 33.8406 | 1158.6599 | 0 | 0 | 0 | 1101.7347 | 6060.9641 | 0 | 0 | 0 | 137.2699 | 0 | 0 | 0 | 0 | 0 | 4613.0786 | 13.1055 | 13105.5479
E02000182 | Camden 017 | 210.878 | 7220.1939 | 0 | 0 | 0 | 9474.4804 | 11826.2714 | 0 | 0 | 0 | 411.8098 | 0 | 0 | 392.6558 | 0 | 0 | 8004.4781 | 37.5408 | 37540.7674
E02000183 | Camden 018 | 209.7078 | 7180.1264 | 0 | 0 | 0 | 9322.4834 | 16602.2656 | 0 | 0 | 0 | 549.0797 | 0 | 0 | 0 | 0 | 0 | 4890.707 | 38.7544 | 38754.37
E02000184 | Camden 019 | 11.8051 | 404.1916 | 0 | 0 | 0 | 7903.8446 | 12963.4129 | 163.4376 | 0 | 0 | 137.2699 | 8341.4118 | 0 | 0 | 0 | 0 | 5504.682 | 35.4301 | 35430.0556
E02000185 | Camden 020 | 53.8484 | 1843.7019 | 0 | 0 | 0 | 5053.9006 | 5765.3073 | 163.4376 | 0 | 0 | 0 | 0 | 0 | 0 | 0 | 0 | 5293.7528 | 18.1739 | 18173.9487
E02000186 | Camden 021 | 14.107 | 483.0068 | 77622.761 | 0 | 0 | 23359.6321 | 19179.7863 | 980.6259 | 0 | 0 | 686.3497 | 0 | 0 | 364.916 | 0 | 8106.3353 | 3893.0689 | 134.6906 | 134690.5889
E02000187 | Camden 022 | 60.8994 | 2085.1193 | 86786.5148 | 0 | 0 | 9575.8117 | 23121.8768 | 0 | 0 | 0 | 411.8098 | 0 | 0 | 364.4941 | 0 | 5012.9937 | 4965.9575 | 132.3855 | 132385.4772
E02000188 | Camden 023 | 80.9047 | 2444.5915 | 0 | 0 | 0 | 21643.4142 | 20468.5467 | 0 | 0 | 0 | 137.2699 | 0 | 0 | 360.9013 | 0 | 0 | 4798.9243 | 49.9346 | 49934.5527
E02000189 | Camden 024 | 3.0635 | 104.8902 | 0 | 0 | 0 | 8207.8386 | 11371.4148 | 326.8753 | 0 | 0 | 0 | 0 | 0 | 0 | 0 | 0 | 4186.6596 | 24.2007 | 24200.742
E02000190 | Camden 025 | 95.1338 | 3257.2587 | 0 | 0 | 0 | 9778.4744 | 6997.2106 | 163.4376 | 0 | 0 | 274.5399 | 0 | 0 | 0 | 0 | 0 | 4865.0535 | 25.4311 | 25431.1084
E02000191 | Camden 026 | 34.3484 | 1176.0467 | 0 | 0 | 2030.4074 | 22406.1777 | 20013.6901 | 326.8753 | 0 | 0 | 960.8895 | 0 | 0 | 0 | 0 | 0 | 4880.4456 | 51.8289 | 51828.8807
E02000192 | Camden 027 | 2.7599 | 94.4943 | 218824.033 | 0 | 0 | 20308.5781 | 13721.5072 | 326.8753 | 0 | 0 | 137.2699 | 0 | 0 | 0 | 0 | 8257.2788 | 4151.8848 | 265.8247 | 265824.6812
E02000193 | Camden 028 | 0 | 0 | 53755.3254 | 0 | 1050.2107 | 22787.5594 | 24107.3994 | 980.6259 | 0 | 0 | 686.3497 | 0 | 0 | 727.6515 | 0 | 5481.6162 | 4610.2282 | 114.187 | 114186.9664
E02000194 | Croydon 001 | 467.0758 | 15466.9965 | 0 | 0 | 0 | 405.3254 | 5075.4415 | 326.8753 | 0 | 0 | 137.2699 | 0 | 0 | 0 | 0 | 0 | 4353.1226 | 26.2321 | 26232.107
E02000195 | Croydon 002 | 343.7837 | 6801.9021 | 0 | 0 | 0 | 531.5528 | 909.7132 | 0 | 0 | 0 | 0 | 0 | 0 | 0 | 0 | 0 | 4850.8015 | 13.4378 | 13437.7533
E02000196 | Croydon 003 | 431.6203 | 13327.0226 | 0 | 0 | 0 | 335.6601 | 5272.546 | 0 | 0 | 0 | 0 | 0 | 0 | 0 | 0 | 0 | 3707.7933 | 23.0746 | 23074.6423
E02000197 | Croydon 004 | 110.7844 | 3793.1158 | 0 | 0 | 0 | 354.6597 | 1303.9222 | 326.8753 | 0 | 0 | 411.8098 | 0 | 0 | 0 | 0 | 0 | 0 | 6.3012 | 6301.1672
E02000198 | Croydon 005 | 75.7352 | 1910.1196 | 0 | 0 | 0 | 417.9918 | 818.7419 | 163.4376 | 0 | 0 | 0 | 0 | 0 | 0 | 0 | 0 | 0 | 3.386 | 3386.0261
E02000199 | Croydon 006 | 226.6062 | 7731.9334 | 0 | 0 | 0 | 531.5528 | 1061.3321 | 0 | 0 | 0 | 137.2699 | 0 | 0 | 0 | 0 | 0 | 0 | 9.6887 | 9688.6944
E02000200 | Croydon 007 | 392.8031 | 13449.0784 | 0 | 0 | 0 | 614.3213 | 1197.789 | 0 | 0 | 0 | 274.5399 | 0 | 0 | 0 | 0 | 0 | 0 | 15.9285 | 15928.5316
E02000201 | Croydon 008 | 87.6484 | 2987.0613 | 0 | 0 | 0 | 360.9929 | 879.3894 | 0 | 0 | 0 | 0 | 0 | 0 | 0 | 0 | 0 | 0 | 4.3151 | 4315.0921
E02000202 | Croydon 009 | 60.9578 | 2087.1178 | 0 | 0 | 0 | 525.6563 | 1258.4366 | 0 | 0 | 0 | 0 | 0 | 0 | 0 | 0 | 0 | 5452.2348 | 9.3844 | 9384.4033
E02000203 | Croydon 010 | 178.75 | 4108.861 | 0 | 0 | 0 | 316.6604 | 1137.1415 | 326.8753 | 0 | 0 | 1624.867 | 0 | 0 | 0 | 0 | 0 | 23919.9414 | 31.6131 | 31613.0966
E02000204 | Croydon 011 | 152.4961 | 3055.2178 | 0 | 0 | 0 | 443.3246 | 1379.7317 | 0 | 0 | 712.8802 | 686.3497 | 0 | 0 | 0 | 0 | 0 | 10609.1687 | 17.0392 | 17039.1687
E02000205 | Croydon 012 | 943.7391 | 32285.2992 | 0 | 0 | 0 | 531.5528 | 371.4662 | 0 | 0 | 0 | 0 | 0 | 0 | 0 | 0 | 0 | 27524.5504 | 61.6566 | 61656.6076
E02000206 | Croydon 013 | 200.0883 | 4442.6886 | 0 | 0 | 0 | 544.656 | 985.5226 | 0 | 0 | 0 | 0 | 0 | 0 | 0 | 0 | 0 | 0 | 6.173 | 6172.9555
E02000207 | Croydon 014 | 501.6375 | 16877.7657 | 0 | 0 | 0 | 493.9903 | 924.8751 | 0 | 0 | 0 | 137.2699 | 0 | 0 | 0 | 0 | 0 | 0 | 18.9355 | 18935.5385
E02000208 | Croydon 015 | 66.0055 | 2253.3361 | 0 | 0 | 0 | 449.6578 | 1501.0268 | 0 | 0 | 0 | 0 | 0 | 0 | 0 | 0 | 0 | 0 | 4.27 | 4270.0262
E02000209 | Croydon 016 | 196.5539 | 6729.7552 | 0 | 0 | 0 | 531.5528 | 5962.4118 | 0 | 0 | 0 | 0 | 0 | 0 | 0 | 0 | 0 | 4905.5291 | 18.3258 | 18325.8028
E02000210 | Croydon 017 | 38.3906 | 1314.4461 | 0 | 0 | 0 | 386.3257 | 1197.789 | 0 | 0 | 0 | 0 | 0 | 0 | 0 | 0 | 0 | 0 | 2.937 | 2936.9515
E02000211 | Croydon 018 | 476.1961 | 11462.4566 | 0 | 0 | 0 | 531.5528 | 1413.2716 | 0 | 0 | 0 | 137.2699 | 0 | 0 | 0 | 0 | 0 | 0 | 14.0207 | 14020.7469
E02000212 | Croydon 019 | 67.8844 | 2324.2745 | 0 | 0 | 32021.1182 | 531.5528 | 12129.5091 | 0 | 0 | 635.7787 | 137.2699 | 0 | 0 | 0 | 0 | 0 | 4540.1085 | 52.3875 | 52387.4962
E02000213 | Croydon 020 | 85.3531 | 2922.3822 | 0 | 0 | 0 | 614.3213 | 19331.4052 | 163.4376 | 0 | 0 | 823.6196 | 0 | 0 | 0 | 0 | 0 | 19307.4328 | 43.248 | 43247.9519
E02000214 | Croydon 021 | 295.1508 | 8245.1933 | 0 | 0 | 0 | 4369.9141 | 1413.2716 | 0 | 0 | 0 | 0 | 0 | 0 | 0 | 0 | 0 | 0 | 14.3235 | 14323.5298
E02000215 | Croydon 022 | 40.0766 | 1372.1704 | 0 | 0 | 0 | 4445.9126 | 1106.8177 | 0 | 0 | 0 | 411.8098 | 0 | 0 | 0 | 0 | 0 | 0 | 7.3768 | 7376.7871
E02000216 | Croydon 023 | 997.9125 | 32930.6991 | 0 | 0 | 0 | 531.5528 | 1413.2716 | 0 | 0 | 0 | 274.5399 | 0 | 0 | 0 | 0 | 0 | 0 | 36.148 | 36147.9759
E02000217 | Croydon 024 | 313.6859 | 10740.2067 | 0 | 0 | 0 | 595.3216 | 7145.039 | 163.4376 | 0 | 0 | 1899.4069 | 0 | 0 | 0 | 0 | 0 | 4658.6849 | 25.5158 | 25515.7827
E02000218 | Croydon 025 | 138.3992 | 4738.6129 | 0 | 0 | 0 | 531.5528 | 1413.2716 | 163.4376 | 0 | 0 | 137.2699 | 0 | 0 | 0 | 0 | 0 | 0 | 7.1225 | 7122.544
E02000219 | Croydon 026 | 2180.7205 | 74665.0889 | 0 | 0 | 0 | 607.988 | 5321.8221 | 163.4376 | 0 | 0 | 274.5399 | 0 | 0 | 0 | 0 | 0 | 0 | 83.2136 | 83213.5971
E02000220 | Croydon 027 | 207.4617 | 7103.2248 | 0 | 0 | 0 | 4141.9186 | 5272.546 | 163.4376 | 0 | 0 | 274.5399 | 0 | 0 | 0 | 0 | 0 | 5233.8946 | 22.397 | 22397.0232
E02000221 | Croydon 028 | 1460.9867 | 49835.2406 | 0 | 0 | 0 | 576.322 | 7292.8674 | 653.7506 | 0 | 0 | 0 | 11089.171 | 0 | 0 | 0 | 0 | 9591.5778 | 80.4999 | 80499.9161
E02000222 | Croydon 029 | 360.1203 | 12330.0605 | 0 | 0 | 0 | 4103.9193 | 1031.0083 | 163.4376 | 0 | 0 | 0 | 0 | 0 | 0 | 0 | 0 | 8422.346 | 26.4109 | 26410.892
E02000223 | Croydon 030 | 288.3055 | 9871.2118 | 0 | 0 | 0 | 531.5528 | 303.2377 | 0 | 0 | 0 | 0 | 0 | 0 | 0 | 0 | 0 | 0 | 10.9943 | 10994.3078
E02000224 | Croydon 031 | 198.2297 | 4722.2692 | 0 | 0 | 0 | 544.656 | 1243.2747 | 163.4376 | 0 | 0 | 0 | 0 | 0 | 0 | 0 | 0 | 11834.2683 | 18.7061 | 18706.1355
E02000225 | Croydon 032 | 599.9602 | 19493.4438 | 0 | 0 | 0 | 303.994 | 1413.2716 | 326.8753 | 0 | 0 | 0 | 0 | 0 | 0 | 0 | 0 | 0 | 22.1375 | 22137.5449
E02000226 | Croydon 033 | 1169.675 | 40048.1812 | 0 | 0 | 0 | 525.6563 | 6060.9641 | 0 | 0 | 0 | 411.8098 | 0 | 0 | 0 | 0 | 0 | 0 | 48.2163 | 48216.2864
E02000227 | Croydon 034 | 1.865 | 63.8569 | 0 | 0 | 0 | 531.5528 | 1413.2716 | 163.4376 | 0 | 0 | 0 | 0 | 0 | 0 | 0 | 0 | 0 | 2.174 | 2173.9839
E02000228 | Croydon 035 | 711.9227 | 23680.198 | 0 | 0 | 0 | 531.5528 | 1413.2716 | 0 | 0 | 0 | 274.5399 | 0 | 0 | 0 | 0 | 0 | 0 | 26.6115 | 26611.4849
E02000229 | Croydon 036 | 299.1828 | 10033.2573 | 0 | 0 | 0 | 531.5528 | 1334.246 | 0 | 0 | 0 | 0 | 0 | 0 | 0 | 0 | 0 | 0 | 12.1982 | 12198.2388
E02000230 | Croydon 037 | 260.5992 | 6455.043 | 0 | 0 | 0 | 4103.9193 | 7292.8674 | 163.4376 | 0 | 0 | 1624.867 | 0 | 0 | 0 | 0 | 0 | 12445.3929 | 32.3461 | 32346.1264
E02000231 | Croydon 038 | 53.1273 | 1819.0125 | 0 | 0 | 0 | 531.5528 | 1413.2716 | 326.8753 | 0 | 0 | 274.5399 | 0 | 0 | 0 | 0 | 0 | 7877.3505 | 12.2957 | 12295.7299
E02000232 | Croydon 039 | 1786.7078 | 61174.5983 | 0 | 0 | 0 | 531.5528 | 1413.2716 | 163.4376 | 0 | 0 | 274.5399 | 0 | 0 | 0 | 0 | 0 | 0 | 65.3441 | 65344.1079
E02000233 | Croydon 040 | 133.1992 | 4560.5715 | 0 | 0 | 0 | 4255.9163 | 803.58 | 0 | 0 | 0 | 0 | 0 | 0 | 0 | 0 | 0 | 0 | 9.7533 | 9753.267
E02000234 | Croydon 041 | 955.9875 | 31130.8121 | 0 | 0 | 0 | 4065.92 | 1167.4653 | 0 | 0 | 0 | 0 | 0 | 0 | 0 | 0 | 0 | 4275.0218 | 41.5952 | 41595.2068
E02000235 | Croydon 042 | 2013.7406 | 67715.88 | 0 | 0 | 0 | 531.5528 | 1413.2716 | 0 | 0 | 0 | 0 | 0 | 0 | 0 | 0 | 0 | 0 | 71.6744 | 71674.445
E02000236 | Croydon 043 | 899.5898 | 30348.7515 | 0 | 0 | 0 | 512.9899 | 924.8751 | 0 | 0 | 0 | 0 | 0 | 0 | 0 | 0 | 0 | 4143.9037 | 36.8301 | 36830.11
E02000237 | Croydon 044 | 910.7211 | 31181.9295 | 0 | 0 | 0 | 569.9888 | 1413.2716 | 0 | 0 | 0 | 0 | 0 | 0 | 0 | 0 | 0 | 4141.6233 | 38.2175 | 38217.5343
E02000238 | Ealing 001 | 342.1945 | 11699.6132 | 0 | 0 | 0 | 728.319 | 6608.2811 | 326.8753 | 0 | 0 | 274.5399 | 0 | 0 | 0 | 0 | 0 | 0 | 19.9798 | 19979.8231
E02000239 | Ealing 002 | 2059.4742 | 69248.3572 | 0 | 0 | 0 | 417.9918 | 1394.8936 | 0 | 0 | 0 | 0 | 0 | 0 | 0 | 0 | 0 | 0 | 73.1207 | 73120.7168
E02000240 | Ealing 003 | 820.4117 | 28072.8125 | 0 | 0 | 0 | 4825.9051 | 6608.2811 | 0 | 0 | 0 | 274.5399 | 0 | 0 | 0 | 0 | 0 | 0 | 40.602 | 40601.9503
E02000241 | Ealing 004 | 335.3695 | 9790.5368 | 0 | 0 | 0 | 728.319 | 6159.5164 | 0 | 0 | 0 | 0 | 0 | 0 | 0 | 0 | 0 | 3481.472 | 20.4952 | 20495.2137
E02000242 | Ealing 005 | 42.8289 | 781.0174 | 0 | 0 | 0 | 595.3216 | 7243.5912 | 0 | 0 | 0 | 0 | 0 | 0 | 0 | 0 | 0 | 3515.6767 | 12.1784 | 12178.4359
E02000243 | Ealing 006 | 1375.1055 | 46549.1254 | 0 | 0 | 0 | 7599.8506 | 5272.546 | 0 | 0 | 0 | 0 | 0 | 0 | 0 | 0 | 0 | 4362.2439 | 65.1589 | 65158.8714
E02000244 | Ealing 007 | 801.7344 | 27450.3631 | 0 | 0 | 0 | 728.319 | 12660.1752 | 0 | 0 | 0 | 1624.867 | 0 | 0 | 0 | 0 | 0 | 7185.2747 | 50.4507 | 50450.7334
E02000245 | Ealing 008 | 1329.9914 | 45503.4801 | 0 | 0 | 0 | 728.319 | 6608.2811 | 0 | 0 | 0 | 0 | 0 | 0 | 0 | 0 | 0 | 0 | 54.1701 | 54170.0717
E02000246 | Ealing 009 | 1336.1359 | 45213.1197 | 0 | 0 | 0 | 4673.9081 | 6750.8299 | 0 | 0 | 0 | 411.8098 | 0 | 0 | 0 | 0 | 0 | 4614.2188 | 63 | 63000.0222
E02000247 | Ealing 010 | 551.7789 | 18892.2065 | 0 | 0 | 0 | 626.9877 | 5173.9937 | 163.4376 | 0 | 0 | 0 | 0 | 0 | 0 | 0 | 0 | 9718.1353 | 35.1265 | 35126.5398
E02000248 | Ealing 011 | 401.9234 | 12745.2586 | 0 | 0 | 0 | 4597.9096 | 6608.2811 | 0 | 0 | 0 | 0 | 0 | 0 | 0 | 0 | 0 | 0 | 24.3534 | 24353.3727
E02000249 | Ealing 012 | 281.2773 | 7264.9226 | 0 | 0 | 0 | 588.9884 | 6258.0686 | 0 | 0 | 0 | 823.6196 | 0 | 0 | 0 | 0 | 0 | 13326.7349 | 28.5436 | 28543.6114
E02000250 | Ealing 013 | 340.732 | 10109.0639 | 0 | 0 | 0 | 728.319 | 6608.2811 | 0 | 0 | 0 | 0 | 0 | 0 | 0 | 0 | 0 | 0 | 17.7864 | 17786.3961
E02000251 | Ealing 014 | 226.7484 | 7354.6387 | 0 | 0 | 0 | 728.319 | 6608.2811 | 163.4376 | 0 | 0 | 0 | 0 | 0 | 0 | 0 | 0 | 0 | 15.0814 | 15081.4249
E02000252 | Ealing 015 | 184.0211 | 6106.2627 | 0 | 0 | 0 | 620.6545 | 6608.2811 | 326.8753 | 0 | 635.7787 | 1762.1369 | 25204.1482 | 0 | 0 | 58798.317 | 0 | 4853.6519 | 105.1001 | 105100.1275
E02000253 | Ealing 016 | 373.1813 | 12004.9264 | 0 | 0 | 0 | 728.319 | 6608.2811 | 163.4376 | 0 | 0 | 274.5399 | 0 | 0 | 0 | 0 | 0 | 5336.5088 | 25.4892 | 25489.194
E02000254 | Ealing 017 | 364.9445 | 12186.7928 | 0 | 0 | 0 | 728.319 | 6060.9641 | 0 | 0 | 0 | 0 | 0 | 0 | 0 | 0 | 0 | 0 | 19.341 | 19341.0205
E02000255 | Ealing 018 | 722.0992 | 22818.1578 | 0 | 0 | 0 | 4711.9073 | 6608.2811 | 163.4376 | 0 | 0 | 274.5399 | 0 | 0 | 0 | 0 | 0 | 5074.8425 | 40.3733 | 40373.2656
E02000256 | Ealing 019 | 38.3602 | 1313.4029 | 0 | 0 | 0 | 8765.161 | 6356.6209 | 163.4376 | 0 | 0 | 0 | 0 | 0 | 0 | 0 | 0 | 0 | 16.637 | 16636.9825
E02000257 | Ealing 020 | 340.2953 | 11651.2778 | 0 | 0 | 0 | 5395.8939 | 19103.9769 | 163.4376 | 0 | 0 | 960.8895 | 0 | 0 | 0 | 0 | 0 | 0 | 37.6158 | 37615.7711
E02000258 | Ealing 021 | 276.6867 | 8245.8888 | 0 | 0 | 0 | 728.319 | 6608.2811 | 0 | 0 | 0 | 0 | 0 | 0 | 0 | 0 | 0 | 0 | 15.8592 | 15859.1757
E02000259 | Ealing 022 | 902.0578 | 29602.5078 | 0 | 0 | 0 | 728.319 | 6608.2811 | 0 | 0 | 0 | 0 | 0 | 0 | 0 | 0 | 0 | 3291.0656 | 41.1322 | 41132.2313
E02000260 | Ealing 023 | 217.6078 | 6314.9049 | 0 | 0 | 0 | 588.9884 | 17360.36 | 490.3129 | 0 | 0 | 274.5399 | 0 | 0 | 0 | 0 | 0 | 0 | 25.2467 | 25246.7139
E02000261 | Ealing 024 | 483.275 | 15247.5744 | 0 | 0 | 0 | 3799.9253 | 1379.7317 | 163.4376 | 0 | 0 | 274.5399 | 0 | 0 | 0 | 0 | 0 | 5380.4048 | 26.7289 | 26728.8887
E02000262 | Ealing 025 | 57.0172 | 1952.1958 | 0 | 0 | 0 | 4065.92 | 5026.1654 | 326.8753 | 0 | 0 | 2173.9467 | 0 | 0 | 0 | 0 | 0 | 0 | 13.6021 | 13602.1204
E02000263 | Ealing 026 | 476.0336 | 15925.6617 | 0 | 0 | 0 | 4293.9156 | 12887.6035 | 163.4376 | 0 | 0 | 0 | 0 | 0 | 0 | 0 | 0 | 0 | 33.7467 | 33746.6519
E02000264 | Ealing 027 | 445.3008 | 15011.4609 | 0 | 0 | 0 | 4407.9133 | 6060.9641 | 326.8753 | 0 | 0 | 137.2699 | 0 | 0 | 0 | 0 | 0 | 0 | 26.3898 | 26389.7844
E02000265 | Ealing 028 | 56.0828 | 390.161 | 0 | 0 | 0 | 4483.9118 | 6258.0686 | 326.8753 | 0 | 0 | 274.5399 | 0 | 0 | 0 | 0 | 0 | 0 | 11.7896 | 11789.6394
E02000266 | Ealing 029 | 618.3942 | 19627.3396 | 0 | 0 | 0 | 3951.9223 | 1379.7317 | 163.4376 | 0 | 0 | 0 | 0 | 0 | 0 | 0 | 0 | 15063.7654 | 40.8046 | 40804.5908
E02000267 | Ealing 030 | 27.0713 | 88.1466 | 0 | 0 | 0 | 506.6567 | 5765.3073 | 326.8753 | 0 | 0 | 549.0797 | 0 | 0 | 0 | 0 | 0 | 3614.8704 | 10.878 | 10878.0074
E02000268 | Ealing 031 | 217.6683 | 4520.2179 | 0 | 0 | 0 | 8410.5013 | 12887.6035 | 163.4376 | 0 | 0 | 137.2699 | 0 | 0 | 0 | 0 | 0 | 0 | 26.3367 | 26336.6985
E02000269 | Ealing 032 | 68.1718 | 2334.1172 | 0 | 0 | 0 | 7802.5132 | 11371.4148 | 163.4376 | 0 | 0 | 274.5399 | 0 | 0 | 0 | 0 | 0 | 0 | 22.0142 | 22014.1946
E02000270 | Ealing 033 | 123.1344 | 3804.2434 | 0 | 0 | 0 | 449.6578 | 1440.3792 | 163.4376 | 0 | 0 | 0 | 0 | 0 | 0 | 0 | 0 | 0 | 5.9809 | 5980.8524
E02000271 | Ealing 034 | 5.6977 | 195.0805 | 0 | 0 | 0 | 3799.9253 | 5568.2028 | 163.4376 | 0 | 0 | 0 | 0 | 0 | 0 | 0 | 0 | 28933.7855 | 38.6661 | 38666.1293
E02000272 | Ealing 035 | 614.8797 | 19622.1066 | 0 | 0 | 0 | 614.3213 | 5617.4789 | 163.4376 | 0 | 0 | 0 | 0 | 0 | 0 | 0 | 0 | 13525.1224 | 40.1573 | 40157.3464
E02000273 | Ealing 036 | 153.075 | 5241.0929 | 0 | 0 | 0 | 8815.8266 | 6455.1731 | 163.4376 | 0 | 0 | 0 | 0 | 0 | 0 | 0 | 0 | 4014.4957 | 24.8431 | 24843.1011
E02000274 | Ealing 037 | 148.007 | 5067.5721 | 0 | 0 | 0 | 550.9892 | 6553.7254 | 326.8753 | 0 | 0 | 0 | 0 | 0 | 0 | 0 | 0 | 0 | 12.6472 | 12647.169
E02000275 | Ealing 038 | 125.1663 | 3291.7031 | 0 | 0 | 0 | 728.319 | 11447.2243 | 0 | 0 | 0 | 0 | 0 | 0 | 0 | 0 | 0 | 0 | 15.5924 | 15592.4127
E02000276 | Ealing 039 | 171.7219 | 4843.6294 | 0 | 0 | 0 | 4939.9029 | 6750.8299 | 0 | 0 | 0 | 0 | 0 | 0 | 0 | 0 | 0 | 13049.6765 | 29.7558 | 29755.7607
E02000277 | Enfield 001 | 285.5734 | 8472.9611 | 0 | 0 | 0 | 622.7655 | 1258.4366 | 163.4376 | 0 | 0 | 137.2699 | 0 | 0 | 0 | 0 | 0 | 0 | 10.9404 | 10940.4442
E02000278 | Enfield 002 | 379.6305 | 11136.2792 | 0 | 0 | 0 | 622.7655 | 5765.3073 | 0 | 0 | 0 | 274.5399 | 0 | 0 | 0 | 0 | 0 | 4844.5307 | 23.0231 | 23023.053
E02000279 | Enfield 003 | 847.5289 | 28577.3789 | 0 | 0 | 0 | 4597.9096 | 1364.5698 | 163.4376 | 0 | 0 | 137.2699 | 0 | 0 | 0 | 0 | 0 | 9962.6992 | 45.6508 | 45650.794
E02000280 | Enfield 004 | 201.6072 | 4584.0641 | 0 | 0 | 0 | 550.9892 | 1121.9796 | 163.4376 | 0 | 0 | 0 | 0 | 0 | 0 | 0 | 0 | 13388.3034 | 20.0104 | 20010.3811
E02000281 | Enfield 005 | 653.8583 | 17494.266 | 0 | 0 | 0 | 3837.9245 | 6249.2693 | 0 | 0 | 0 | 0 | 0 | 0 | 0 | 0 | 0 | 0 | 28.2353 | 28235.3181
E02000282 | Enfield 006 | 475.7289 | 16083.882 | 0 | 0 | 0 | 626.9877 | 5814.5834 | 0 | 0 | 712.8802 | 137.2699 | 0 | 0 | 0 | 0 | 0 | 4778.4015 | 28.6297 | 28629.7337
E02000283 | Enfield 007 | 250.707 | 8370.3787 | 0 | 0 | 0 | 622.7655 | 6249.2693 | 0 | 0 | 0 | 0 | 0 | 0 | 0 | 0 | 0 | 4803.485 | 20.2966 | 20296.6055
E02000284 | Enfield 008 | 231.0953 | 7912.409 | 0 | 0 | 0 | 4141.9186 | 13645.6978 | 0 | 0 | 0 | 0 | 0 | 0 | 0 | 0 | 0 | 0 | 25.9311 | 25931.1206
E02000285 | Enfield 009 | 51.0453 | 1738.6853 | 0 | 0 | 0 | 626.9877 | 6249.2693 | 0 | 0 | 0 | 1624.867 | 0 | 0 | 0 | 0 | 0 | 0 | 10.2909 | 10290.8546
E02000286 | Enfield 010 | 376.0555 | 11958.3296 | 0 | 0 | 0 | 4483.9118 | 7243.5912 | 0 | 0 | 0 | 137.2699 | 0 | 0 | 0 | 0 | 0 | 0 | 24.1992 | 24199.1581
E02000287 | Enfield 011 | 0.91406 | 31.2963 | 0 | 0 | 0 | 3913.923 | 6652.2777 | 326.8753 | 0 | 0 | 0 | 0 | 0 | 0 | 0 | 0 | 0 | 10.9253 | 10925.2864
E02000288 | Enfield 012 | 664.6453 | 22756.6084 | 0 | 0 | 0 | 538.3227 | 15768.3619 | 0 | 0 | 0 | 3387.0039 | 0 | 0 | 0 | 0 | 0 | 0 | 43.1149 | 43114.9423
E02000289 | Enfield 013 | 64.2094 | 2198.4488 | 0 | 0 | 0 | 622.7655 | 6249.2693 | 0 | 0 | 0 | 0 | 0 | 0 | 0 | 0 | 0 | 0 | 9.1347 | 9134.6931
E02000290 | Enfield 014 | 923.7211 | 29341.3573 | 0 | 0 | 1186883.5098 | 506.6567 | 7095.7629 | 326.8753 | 16035.7031 | 0 | 0 | 0 | 0 | 0 | 0 | 0 | 9169.7194 | 1250.2833 | 1250283.3054
E02000291 | Enfield 015 | 220.9797 | 7312.2148 | 0 | 0 | 0 | 4407.9133 | 15237.6959 | 326.8753 | 0 | 0 | 274.5399 | 0 | 0 | 0 | 0 | 0 | 0 | 27.7802 | 27780.2188
E02000292 | Enfield 016 | 946.2477 | 27229.8979 | 0 | 0 | 0 | 622.7655 | 16450.6468 | 163.4376 | 0 | 0 | 549.0797 | 0 | 0 | 0 | 0 | 0 | 0 | 45.9621 | 45962.0752
E02000293 | Enfield 017 | 1103.3547 | 36435.5409 | 0 | 0 | 0 | 622.7655 | 1410.0554 | 0 | 0 | 0 | 0 | 0 | 0 | 0 | 0 | 0 | 16555.6619 | 56.1274 | 56127.3785
E02000294 | Enfield 018 | 610.5938 | 15945.4827 | 0 | 0 | 0 | 4559.9103 | 5913.1357 | 0 | 0 | 0 | 0 | 0 | 0 | 0 | 0 | 0 | 4857.0724 | 31.8862 | 31886.1949
E02000295 | Enfield 019 | 147.1097 | 4446.0446 | 0 | 0 | 0 | 622.7655 | 6603.0015 | 0 | 0 | 0 | 137.2699 | 0 | 0 | 0 | 0 | 0 | 4659.255 | 16.6154 | 16615.4464
E02000296 | Enfield 020 | 798.7992 | 25478.3463 | 0 | 0 | 0 | 4217.9171 | 6356.6209 | 326.8753 | 0 | 0 | 1762.1369 | 0 | 0 | 0 | 0 | 0 | 0 | 38.9407 | 38940.6957
E02000297 | Enfield 021 | 388.5477 | 11801.5002 | 0 | 0 | 0 | 622.7655 | 5223.2699 | 0 | 0 | 0 | 0 | 0 | 0 | 0 | 0 | 0 | 10350.9229 | 28.387 | 28387.0062
E02000298 | Enfield 022 | 0 | 0 | 0 | 0 | 0 | 622.7655 | 5962.4118 | 163.4376 | 0 | 0 | 274.5399 | 0 | 0 | 0 | 0 | 0 | 4337.7305 | 11.3609 | 11360.8854
E02000299 | Enfield 023 | 211.0977 | 7227.7147 | 0 | 0 | 0 | 620.6545 | 4976.8892 | 0 | 0 | 0 | 0 | 0 | 0 | 0 | 0 | 0 | 10250.589 | 23.2869 | 23286.9451
E02000300 | Enfield 024 | 87.293 | 1811.7101 | 0 | 0 | 0 | 622.7655 | 1182.6271 | 163.4376 | 0 | 0 | 0 | 0 | 0 | 0 | 0 | 0 | 4430.6534 | 8.2985 | 8298.4867
E02000301 | Enfield 025 | 520.782 | 17827.4356 | 0 | 0 | 34288.6633 | 449.6578 | 6249.2693 | 326.8753 | 0 | 0 | 0 | 0 | 1098153.9812 | 0 | 0 | 0 | 5472.1875 | 1163.2889 | 1163288.8521
E02000302 | Enfield 026 | 614.2195 | 18349.7367 | 0 | 0 | 0 | 4635.9088 | 6249.2693 | 0 | 0 | 0 | 0 | 0 | 0 | 0 | 0 | 0 | 4576.5936 | 34.4257 | 34425.7279
E02000303 | Enfield 027 | 513.6523 | 16349.5531 | 0 | 0 | 0 | 557.3224 | 6249.2693 | 0 | 0 | 0 | 549.0797 | 0 | 0 | 0 | 0 | 0 | 4714.5527 | 28.9334 | 28933.4295
E02000304 | Enfield 028 | 184.832 | 5595.0358 | 0 | 0 | 0 | 4559.9103 | 5321.8221 | 0 | 0 | 0 | 0 | 0 | 0 | 0 | 0 | 0 | 4207.1824 | 19.8688 | 19868.7827
E02000305 | Enfield 029 | 31.7078 | 1085.6351 | 0 | 0 | 0 | 4559.9103 | 6800.1061 | 163.4376 | 0 | 0 | 0 | 0 | 0 | 0 | 0 | 0 | 0 | 12.6408 | 12640.7969
E02000306 | Enfield 030 | 382.5656 | 11432.2034 | 0 | 0 | 461631.0789 | 443.3246 | 5469.6505 | 0 | 0 | 0 | 274.5399 | 0 | 0 | 0 | 0 | 0 | 4395.8785 | 484.0292 | 484029.2415
E02000307 | Enfield 031 | 215.2414 | 7369.5914 | 0 | 0 | 0 | 622.7655 | 6249.2693 | 0 | 0 | 0 | 0 | 0 | 0 | 0 | 0 | 0 | 5078.263 | 19.5351 | 19535.1307
E02000308 | Enfield 032 | 211.6969 | 7248.2312 | 0 | 0 | 0 | 462.3242 | 6947.9345 | 0 | 0 | 0 | 0 | 0 | 0 | 0 | 0 | 0 | 11316.0665 | 26.1863 | 26186.2533
E02000309 | Enfield 033 | 439.1055 | 15034.4116 | 0 | 0 | 0 | 424.325 | 6208.7925 | 0 | 0 | 0 | 1624.867 | 0 | 0 | 0 | 0 | 0 | 5317.6962 | 29.0492 | 29049.1977
E02000310 | Enfield 034 | 228.7797 | 5418.4388 | 0 | 0 | 0 | 506.6567 | 1394.8936 | 0 | 0 | 0 | 0 | 0 | 0 | 0 | 0 | 0 | 4675.2172 | 12.224 | 12223.986
E02000311 | Enfield 035 | 516.5266 | 15645.0379 | 0 | 0 | 0 | 622.7655 | 5765.3073 | 0 | 0 | 0 | 0 | 0 | 0 | 0 | 0 | 0 | 5209.9512 | 27.7596 | 27759.5885
E02000312 | Enfield 036 | 263.4619 | 8647.8267 | 0 | 0 | 0 | 3875.9238 | 6011.688 | 0 | 0 | 0 | 549.0797 | 0 | 0 | 0 | 0 | 0 | 12696.2276 | 32.0442 | 32044.2077
E02000313 | Greenwich 001 | 334.3539 | 11447.8516 | 34223.3709 | 0 | 0 | 486.9534 | 1412.8632 | 0 | 0 | 0 | 0 | 0 | 0 | 0 | 0 | 3652.7467 | 2992.3442 | 54.5505 | 54550.484
E02000314 | Greenwich 002 | 1468.5734 | 50282.0827 | 0 | 0 | 0 | 486.9534 | 6603.0015 | 326.8753 | 0 | 0 | 686.3497 | 0 | 0 | 0 | 0 | 0 | 7547.8449 | 67.4017 | 67401.6809
E02000315 | Greenwich 003 | 339.3102 | 11617.5473 | 0 | 0 | 0 | 398.9922 | 1288.7603 | 163.4376 | 0 | 0 | 823.6196 | 0 | 0 | 0 | 0 | 0 | 8202.8656 | 22.8345 | 22834.5327
E02000316 | Greenwich 004 | 405.8336 | 13895.225 | 0 | 0 | 0 | 348.3265 | 5075.4415 | 653.7506 | 0 | 0 | 960.8895 | 0 | 0 | 0 | 0 | 0 | 4823.4377 | 26.1629 | 26162.9044
E02000317 | Greenwich 005 | 224.2602 | 7678.3819 | 0 | 0 | 0 | 367.3261 | 1015.8464 | 0 | 0 | 0 | 0 | 0 | 0 | 0 | 0 | 0 | 4312.647 | 13.5985 | 13598.4616
E02000318 | Greenwich 006 | 428.3805 | 12997.3679 | 0 | 0 | 0 | 417.9918 | 1243.2747 | 163.4376 | 0 | 0 | 274.5399 | 0 | 0 | 0 | 0 | 0 | 4963.6771 | 20.4887 | 20488.6695
E02000319 | Greenwich 007 | 298.1063 | 10206.778 | 0 | 0 | 0 | 563.6556 | 1000.6845 | 0 | 0 | 0 | 0 | 0 | 0 | 0 | 0 | 0 | 5151.2331 | 17.2205 | 17220.4575
E02000320 | Greenwich 008 | 448.0836 | 15156.1196 | 0 | 0 | 0 | 486.9534 | 1167.4653 | 0 | 0 | 0 | 0 | 0 | 0 | 0 | 0 | 0 | 0 | 17.2586 | 17258.6218
E02000321 | Greenwich 009 | 240.0531 | 8219.113 | 0 | 0 | 0 | 486.9534 | 818.7419 | 0 | 0 | 0 | 0 | 0 | 0 | 0 | 0 | 0 | 3657.0563 | 13.4219 | 13421.9177
E02000322 | Greenwich 010 | 328.8976 | 11097.2498 | 0 | 0 | 1004047.5965 | 405.3254 | 7292.8674 | 163.4376 | 0 | 0 | 2448.4866 | 0 | 0 | 0 | 0 | 0 | 7374.5409 | 1033.1584 | 1033158.4018
E02000323 | Greenwich 011 | 121.8547 | 4172.1492 | 0 | 0 | 0 | 367.3261 | 1212.9509 | 326.8753 | 0 | 0 | 0 | 0 | 0 | 0 | 0 | 0 | 5224.7733 | 11.4259 | 11425.9295
E02000324 | Greenwich 012 | 771.4586 | 26253.7999 | 0 | 0 | 0 | 322.9936 | 1197.789 | 163.4376 | 0 | 0 | 0 | 0 | 0 | 0 | 0 | 0 | 3531.6389 | 32.2411 | 32241.1178
E02000325 | Greenwich 013 | 481.4062 | 15576.8814 | 0 | 0 | 0 | 486.9534 | 1288.7603 | 0 | 0 | 0 | 0 | 0 | 0 | 0 | 0 | 0 | 3687.8405 | 21.5218 | 21521.8419
E02000326 | Greenwich 014 | 185.9102 | 6221.7114 | 0 | 0 | 0 | 486.9534 | 1106.8177 | 0 | 0 | 0 | 0 | 0 | 0 | 0 | 0 | 0 | 3535.6295 | 11.537 | 11537.0221
E02000327 | Greenwich 015 | 1282.6531 | 43916.4082 | 0 | 0 | 0 | 531.9895 | 970.3607 | 0 | 0 | 0 | 0 | 0 | 0 | 0 | 0 | 0 | 3190.7317 | 49.8921 | 49892.1433
E02000328 | Greenwich 016 | 5.9095 | 7.6 | 0 | 0 | 0 | 595.3216 | 5863.8596 | 0 | 0 | 0 | 0 | 0 | 0 | 0 | 0 | 0 | 3326.9806 | 9.7997 | 9799.6712
E02000329 | Greenwich 017 | 726.6797 | 23834.2455 | 0 | 0 | 0 | 486.9534 | 849.0656 | 0 | 0 | 0 | 0 | 0 | 0 | 0 | 0 | 0 | 3311.5884 | 29.2085 | 29208.5327
E02000330 | Greenwich 018 | 1215.5564 | 41548.1633 | 0 | 18341.2151 | 0 | 512.9899 | 7342.1435 | 0 | 0 | 0 | 411.8098 | 0 | 0 | 0 | 0 | 0 | 7444.0905 | 76.816 | 76815.9685
E02000331 | Greenwich 019 | 261.625 | 8957.7065 | 51637.104 | 0 | 0 | 3837.9245 | 5617.4789 | 0 | 0 | 0 | 274.5399 | 0 | 0 | 0 | 0 | 2630.3145 | 4105.1383 | 77.3218 | 77321.8317
E02000332 | Greenwich 020 | 1055.8438 | 35765.1039 | 0 | 0 | 0 | 486.9534 | 1412.8632 | 0 | 0 | 0 | 0 | 0 | 0 | 0 | 0 | 0 | 0 | 38.7208 | 38720.7642
E02000333 | Greenwich 021 | 330.4539 | 11314.3206 | 0 | 0 | 0 | 486.9534 | 1410.0554 | 0 | 0 | 0 | 411.8098 | 0 | 0 | 0 | 0 | 0 | 3251.7302 | 17.2053 | 17205.3232
E02000334 | Greenwich 022 | 627.9305 | 21324.9749 | 0 | 0 | 0 | 486.9534 | 1412.8632 | 0 | 0 | 0 | 0 | 0 | 0 | 0 | 0 | 0 | 3513.3964 | 27.3661 | 27366.1183
E02000335 | Greenwich 023 | 284.1922 | 9258.1514 | 102509.4274 | 0 | 0 | 486.9534 | 1412.8632 | 0 | 0 | 0 | 0 | 0 | 0 | 0 | 0 | 10134.7139 | 0 | 124.0863 | 124086.3014
E02000336 | Greenwich 024 | 647.4914 | 21257.1662 | 0 | 0 | 0 | 486.9534 | 5075.4415 | 0 | 0 | 0 | 0 | 0 | 0 | 0 | 0 | 0 | 1713.6572 | 29.1807 | 29180.7097
E02000337 | Greenwich 025 | 74.6158 | 2554.7498 | 0 | 0 | 0 | 601.6548 | 818.7419 | 0 | 0 | 0 | 137.2699 | 0 | 0 | 0 | 0 | 0 | 4224.8549 | 8.4119 | 8411.8871
E02000338 | Greenwich 026 | 655.1188 | 21519.7077 | 0 | 0 | 0 | 443.3246 | 5272.546 | 490.3129 | 0 | 0 | 137.2699 | 0 | 0 | 0 | 0 | 0 | 3110.9207 | 31.6292 | 31629.2006
E02000339 | Greenwich 027 | 305.8047 | 10470.3627 | 33639.1041 | 0 | 0 | 550.9892 | 1501.0268 | 163.4376 | 0 | 0 | 137.2699 | 0 | 0 | 0 | 0 | 1829.7609 | 10390.2584 | 58.988 | 58988.0143
E02000340 | Greenwich 028 | 164.1241 | 4601.5736 | 0 | 0 | 0 | 487.6571 | 5666.7551 | 0 | 0 | 712.8802 | 0 | 0 | 0 | 0 | 0 | 0 | 3232.9176 | 14.8659 | 14865.9075
E02000341 | Greenwich 029 | 947.1414 | 29998.5803 | 0 | 0 | 0 | 486.9534 | 1410.0554 | 163.4376 | 0 | 0 | 0 | 0 | 0 | 0 | 0 | 0 | 4273.3116 | 37.2795 | 37279.4797
E02000342 | Greenwich 030 | 921.3141 | 31413.1746 | 0 | 0 | 0 | 607.988 | 1501.0268 | 163.4376 | 0 | 0 | 0 | 0 | 0 | 0 | 0 | 0 | 3208.9742 | 37.8159 | 37815.9154
E02000343 | Greenwich 031 | 306.2211 | 10484.62 | 0 | 0 | 0 | 486.9534 | 1412.8632 | 0 | 0 | 0 | 0 | 0 | 0 | 0 | 0 | 0 | 3518.5271 | 16.2092 | 16209.1847
E02000344 | Greenwich 032 | 346.0641 | 9836.4381 | 0 | 0 | 0 | 601.6548 | 5814.5834 | 163.4376 | 0 | 0 | 0 | 0 | 0 | 0 | 0 | 0 | 7655.5898 | 24.4178 | 24417.7679
E02000345 | Hackney 001 | 86.5211 | 2822.2339 | 0 | 0 | 0 | 668.7293 | 6110.2402 | 326.8753 | 0 | 454.8673 | 1624.867 | 0 | 0 | 0 | 0 | 0 | 4770.4204 | 16.8648 | 16864.7545
E02000346 | Hackney 002 | 3.5815 | 122.6274 | 0 | 0 | 0 | 668.7293 | 5075.4415 | 0 | 0 | 0 | 0 | 0 | 0 | 0 | 0 | 0 | 3444.9869 | 9.3154 | 9315.3666
E02000347 | Hackney 003 | 5.5237 | 189.1256 | 0 | 0 | 0 | 4103.9193 | 363.8853 | 163.4376 | 0 | 0 | 0 | 0 | 0 | 0 | 0 | 0 | 4248.2281 | 9.0741 | 9074.1196
E02000348 | Hackney 004 | 131.6816 | 4508.6085 | 0 | 0 | 0 | 4027.9208 | 7292.8674 | 0 | 0 | 0 | 549.0797 | 0 | 0 | 0 | 0 | 0 | 4335.4502 | 20.8456 | 20845.6081
E02000349 | Hackney 005 | 95.0752 | 3069.2159 | 0 | 0 | 0 | 620.6545 | 5716.0312 | 163.4376 | 0 | 0 | 0 | 0 | 0 | 0 | 0 | 0 | 7562.0969 | 17.2265 | 17226.5113
E02000350 | Hackney 006 | 22.7398 | 778.5833 | 0 | 0 | 0 | 455.991 | 1197.789 | 0 | 0 | 0 | 0 | 0 | 0 | 0 | 0 | 0 | 5072.5622 | 7.5277 | 7527.6654
E02000351 | Hackney 007 | 20.7898 | 711.8178 | 0 | 0 | 0 | 668.7293 | 1470.703 | 163.4376 | 0 | 0 | 0 | 0 | 0 | 0 | 0 | 0 | 4119.9603 | 7.1554 | 7155.4379
E02000352 | Hackney 008 | 0 | 0 | 27649.6072 | 0 | 0 | 576.322 | 5814.5834 | 0 | 0 | 0 | 0 | 0 | 0 | 0 | 0 | 4173.4269 | 3456.9586 | 41.6709 | 41670.8981
E02000353 | Hackney 009 | 0 | 0 | 0 | 0 | 0 | 3875.9238 | 1394.8936 | 326.8753 | 0 | 0 | 411.8098 | 0 | 0 | 0 | 0 | 0 | 4182.669 | 10.1922 | 10192.1715
E02000354 | Hackney 010 | 282.4555 | 9609.7135 | 0 | 0 | 0 | 3875.9238 | 1152.3034 | 0 | 0 | 0 | 0 | 0 | 0 | 0 | 0 | 0 | 4671.7967 | 19.5922 | 19592.1929
E02000355 | Hackney 011 | 167.0094 | 5718.1881 | 0 | 0 | 0 | 620.6545 | 955.1988 | 0 | 0 | 0 | 0 | 0 | 0 | 0 | 0 | 0 | 4338.8707 | 11.7999 | 11799.9215
E02000356 | Hackney 012 | 25.0859 | 714.5996 | 0 | 0 | 0 | 544.656 | 1046.1702 | 163.4376 | 0 | 0 | 0 | 0 | 0 | 0 | 0 | 0 | 0 | 2.4939 | 2493.9494
E02000357 | Hackney 013 | 1680.6461 | 57543.1802 | 284256.3006 | 0 | 0 | 3913.923 | 924.8751 | 0 | 0 | 0 | 0 | 0 | 0 | 0 | 58798.317 | 11769.5906 | 3663.3271 | 422.5502 | 422550.1597
E02000358 | Hackney 014 | 16.7273 | 572.7229 | 0 | 0 | 0 | 626.9877 | 1273.5985 | 0 | 0 | 0 | 411.8098 | 0 | 0 | 0 | 0 | 0 | 5852.4302 | 8.7543 | 8754.2764
E02000359 | Hackney 015 | 40.818 | 1397.5552 | 0 | 0 | 0 | 668.7293 | 864.2275 | 0 | 0 | 0 | 0 | 0 | 0 | 0 | 0 | 0 | 3557.2925 | 6.5286 | 6528.6225
E02000360 | Hackney 016 | 37.6492 | 1289.0613 | 0 | 0 | 0 | 4369.9141 | 1303.9222 | 0 | 0 | 0 | 274.5399 | 0 | 0 | 0 | 0 | 0 | 5435.7025 | 12.7108 | 12710.7891
E02000361 | Hackney 017 | 54.1633 | 1854.4817 | 0 | 0 | 0 | 4217.9171 | 1364.5698 | 163.4376 | 0 | 0 | 1624.867 | 0 | 0 | 0 | 0 | 0 | 3726.0358 | 13.0055 | 13005.4723
E02000362 | Hackney 018 | 42.7785 | 778.2498 | 0 | 0 | 0 | 4027.9208 | 1121.9796 | 0 | 0 | 0 | 0 | 0 | 0 | 0 | 0 | 0 | 3214.1049 | 9.185 | 9185.0337
E02000363 | Hackney 019 | 161.4234 | 5526.9328 | 0 | 0 | 0 | 668.7293 | 955.1988 | 0 | 0 | 0 | 274.5399 | 0 | 0 | 0 | 0 | 0 | 5891.7656 | 13.4786 | 13478.5898
E02000364 | Hackney 020 | 34.1352 | 1168.7442 | 0 | 0 | 0 | 3837.9245 | 6356.6209 | 0 | 0 | 0 | 0 | 0 | 0 | 0 | 0 | 0 | 4289.8439 | 15.6873 | 15687.2687
E02000365 | Hackney 021 | 56.5703 | 1936.8954 | 0 | 0 | 0 | 3875.9238 | 5617.4789 | 163.4376 | 0 | 0 | 137.2699 | 0 | 0 | 0 | 0 | 0 | 6032.5751 | 17.8202 | 17820.1511
E02000366 | Hackney 022 | 4.7523 | 162.7111 | 0 | 0 | 0 | 4255.9163 | 1121.9796 | 0 | 0 | 0 | 0 | 0 | 0 | 0 | 0 | 0 | 4372.5053 | 9.9179 | 9917.8646
E02000367 | Hackney 023 | 6.5769 | 225.1852 | 0 | 0 | 0 | 4407.9133 | 1349.4079 | 163.4376 | 0 | 0 | 549.0797 | 0 | 0 | 0 | 0 | 0 | 4786.3826 | 11.488 | 11487.9833
E02000368 | Hackney 024 | 179.4102 | 6142.7751 | 21800.7477 | 0 | 0 | 569.9888 | 1031.0083 | 0 | 0 | 0 | 0 | 0 | 0 | 0 | 0 | 3239.1561 | 4916.9307 | 37.88 | 37880.0167
E02000369 | Hackney 025 | 70.8602 | 2426.1614 | 0 | 0 | 0 | 4141.9186 | 1167.4653 | 326.8753 | 0 | 25.1502 | 137.2699 | 0 | 0 | 0 | 0 | 0 | 5701.3593 | 13.9971 | 13997.0601
E02000370 | Hackney 026 | 201.3477 | 6893.8871 | 0 | 0 | 0 | 5509.8917 | 5863.8596 | 163.4376 | 0 | 0 | 0 | 0 | 0 | 188.4723 | 0 | 0 | 3929.554 | 22.7504 | 22750.45
E02000371 | Hackney 027 | 108.7734 | 3724.2639 | 380332.4499 | 0 | 0 | 7650.5162 | 5913.1357 | 1470.9388 | 0 | 25.1502 | 274.5399 | 0 | 0 | 0 | 0 | 23074.7974 | 5581.6427 | 428.1562 | 428156.2082
E02000372 | Hammersmith and Fulham 001 | 175.6731 | 6008.9108 | 0 | 0 | 0 | 4483.9118 | 6652.2777 | 0 | 0 | 1348.6589 | 0 | 0 | 0 | 0 | 0 | 0 | 4505.9038 | 23.1753 | 23175.3361
E02000373 | Hammersmith and Fulham 002 | 95.9766 | 3286.1152 | 0 | 0 | 0 | 965.2386 | 11371.4148 | 0 | 0 | 0 | 0 | 0 | 0 | 0 | 0 | 0 | 3412.4924 | 19.1312 | 19131.2376
E02000374 | Hammersmith and Fulham 003 | 7.6172 | 260.8028 | 0 | 0 | 0 | 965.2386 | 6405.897 | 0 | 0 | 0 | 0 | 0 | 0 | 0 | 0 | 0 | 3897.6296 | 11.5372 | 11537.1852
E02000375 | Hammersmith and Fulham 004 | 145.4781 | 4980.9856 | 48287.6807 | 0 | 0 | 5205.8976 | 12053.6997 | 0 | 0 | 0 | 274.5399 | 0 | 0 | 193.8097 | 0 | 2908.9054 | 4015.6359 | 78.0666 | 78066.6326
E02000376 | Hammersmith and Fulham 005 | 14.0664 | 481.6158 | 0 | 0 | 0 | 4673.9081 | 11371.4148 | 163.4376 | 0 | 0 | 274.5399 | 0 | 0 | 0 | 0 | 0 | 3758.5303 | 20.7375 | 20737.513
E02000377 | Hammersmith and Fulham 006 | 17.5805 | 601.9328 | 0 | 0 | 0 | 3875.9238 | 6159.5164 | 0 | 0 | 0 | 0 | 0 | 0 | 0 | 0 | 0 | 4526.4266 | 15.1814 | 15181.3801
E02000378 | Hammersmith and Fulham 007 | 6.2969 | 215.597 | 0 | 0 | 0 | 5015.9014 | 7046.4867 | 326.8753 | 0 | 0 | 549.0797 | 0 | 0 | 0 | 0 | 0 | 3526.5082 | 16.6867 | 16686.7451
E02000379 | Hammersmith and Fulham 008 | 159.1687 | 5140.9446 | 0 | 0 | 0 | 3799.9253 | 940.037 | 0 | 0 | 0 | 274.5399 | 0 | 0 | 0 | 0 | 0 | 3415.9129 | 13.7305 | 13730.5284
E02000380 | Hammersmith and Fulham 009 | 5.332 | 182.562 | 0 | 0 | 0 | 5471.8924 | 6356.6209 | 0 | 0 | 0 | 0 | 0 | 0 | 0 | 0 | 0 | 3379.9979 | 15.3964 | 15396.4052
E02000381 | Hammersmith and Fulham 010 | 52.6805 | 1803.7121 | 0 | 0 | 0 | 8866.4923 | 11750.462 | 163.4376 | 0 | 0 | 0 | 0 | 0 | 0 | 0 | 0 | 3955.7776 | 26.5926 | 26592.5621
E02000382 | Hammersmith and Fulham 011 | 11.428 | 391.2817 | 0 | 0 | 0 | 8005.1759 | 7095.7629 | 0 | 0 | 0 | 137.2699 | 0 | 0 | 0 | 0 | 0 | 9630.9133 | 25.2718 | 25271.8318
E02000383 | Hammersmith and Fulham 012 | 38.6445 | 1323.1395 | 0 | 0 | 0 | 9727.8087 | 12050.2538 | 0 | 0 | 0 | 137.2699 | 0 | 0 | 0 | 0 | 0 | 4674.6471 | 27.9518 | 27951.7636
E02000384 | Hammersmith and Fulham 013 | 65.782 | 2203.9575 | 0 | 0 | 0 | 9626.4774 | 16299.0279 | 326.8753 | 0 | 0 | 2036.6768 | 0 | 0 | 0 | 0 | 0 | 4483.1006 | 35.0419 | 35041.8975
E02000385 | Hammersmith and Fulham 014 | 102.1719 | 3498.2348 | 0 | 0 | 0 | 5509.8917 | 12050.2538 | 0 | 0 | 0 | 0 | 0 | 0 | 0 | 0 | 0 | 3414.7727 | 24.5753 | 24575.3249
E02000386 | Hammersmith and Fulham 015 | 55.5242 | 1901.0785 | 0 | 0 | 0 | 9271.8177 | 6947.9345 | 0 | 0 | 0 | 411.8098 | 0 | 0 | 0 | 0 | 0 | 4512.1746 | 23.1003 | 23100.3393
E02000387 | Hammersmith and Fulham 016 | 97.3477 | 3333.0597 | 0 | 0 | 0 | 8106.5073 | 12050.2538 | 326.8753 | 0 | 0 | 0 | 0 | 0 | 0 | 0 | 0 | 6367.7815 | 30.2818 | 30281.8252
E02000388 | Hammersmith and Fulham 017 | 64.7867 | 2218.2147 | 0 | 0 | 0 | 7599.8506 | 13873.1261 | 0 | 0 | 0 | 549.0797 | 0 | 0 | 0 | 0 | 0 | 4275.5919 | 28.5806 | 28580.6497
E02000389 | Hammersmith and Fulham 018 | 37.9539 | 1299.4934 | 139509.5916 | 0 | 0 | 9879.8057 | 11371.4148 | 163.4376 | 0 | 0 | 274.5399 | 0 | 0 | 0 | 0 | 7337.0126 | 4558.351 | 174.4316 | 174431.6006
E02000390 | Hammersmith and Fulham 019 | 2.4273 | 83.1092 | 0 | 0 | 0 | 8866.4923 | 7046.4867 | 0 | 0 | 0 | 0 | 0 | 0 | 0 | 0 | 0 | 3431.305 | 19.4298 | 19429.8206
E02000391 | Hammersmith and Fulham 020 | 142.7461 | 4887.4443 | 0 | 0 | 0 | 5509.8917 | 17511.9788 | 0 | 0 | 0 | 137.2699 | 0 | 0 | 0 | 0 | 0 | 3940.3855 | 32.1297 | 32129.7163
E02000392 | Hammersmith and Fulham 021 | 17.0625 | 584.1983 | 0 | 0 | 0 | 5471.8924 | 16374.8373 | 163.4376 | 0 | 0 | 137.2699 | 0 | 0 | 0 | 0 | 0 | 4983.6299 | 27.7323 | 27732.328
E02000393 | Hammersmith and Fulham 022 | 4.5398 | 155.4385 | 0 | 0 | 0 | 965.2386 | 12811.794 | 0 | 0 | 0 | 0 | 0 | 0 | 0 | 0 | 0 | 0 | 13.937 | 13937.0109
E02000394 | Hammersmith and Fulham 023 | 128.0906 | 4385.6597 | 121527.4968 | 0 | 0 | 20117.8872 | 12887.6035 | 0 | 0 | 0 | 137.2699 | 0 | 0 | 0 | 0 | 7462.3506 | 3744.8484 | 170.3912 | 170391.2068
E02000395 | Hammersmith and Fulham 024 | 489.1008 | 13493.8027 | 0 | 0 | 0 | 7802.5132 | 15919.9808 | 163.4376 | 0 | 0 | 0 | 0 | 0 | 0 | 0 | 0 | 2945.0277 | 40.8139 | 40813.8628
E02000396 | Hammersmith and Fulham 025 | 209.4422 | 7171.0336 | 0 | 0 | 0 | 4559.9103 | 14176.3638 | 0 | 0 | 0 | 0 | 0 | 0 | 0 | 0 | 0 | 3687.8405 | 29.8046 | 29804.5904
E02000397 | Haringey 001 | 40.9805 | 965.3181 | 0 | 0 | 0 | 4065.92 | 4927.6131 | 0 | 0 | 0 | 137.2699 | 0 | 0 | 0 | 0 | 0 | 0 | 10.1371 | 10137.1016
E02000398 | Haringey 002 | 425.4656 | 14567.4007 | 0 | 0 | 0 | 493.9903 | 6213.5612 | 0 | 0 | 0 | 0 | 0 | 0 | 0 | 0 | 0 | 3724.3256 | 25.4247 | 25424.7434
E02000399 | Haringey 003 | 28.3766 | 971.5773 | 0 | 0 | 0 | 398.9922 | 1410.0554 | 163.4376 | 0 | 0 | 137.2699 | 0 | 0 | 0 | 0 | 0 | 0 | 3.1097 | 3109.7091
E02000400 | Haringey 004 | 657.0586 | 21659.1502 | 0 | 0 | 0 | 544.3393 | 6750.8299 | 0 | 0 | 0 | 0 | 0 | 0 | 0 | 0 | 0 | 0 | 29.6114 | 29611.3781
E02000401 | Haringey 005 | 150.5461 | 2747.8182 | 0 | 0 | 0 | 544.3393 | 6213.5612 | 0 | 0 | 0 | 274.5399 | 0 | 0 | 0 | 0 | 0 | 31797.862 | 41.7287 | 41728.6666
E02000402 | Haringey 006 | 266.3984 | 6676.2037 | 0 | 0 | 0 | 544.3393 | 6504.4493 | 163.4376 | 0 | 0 | 0 | 0 | 0 | 0 | 0 | 0 | 3581.2358 | 17.7361 | 17736.0642
E02000403 | Haringey 007 | 383.1648 | 10574.3361 | 0 | 0 | 0 | 588.9884 | 5666.7551 | 326.8753 | 0 | 0 | 0 | 0 | 0 | 0 | 0 | 0 | 0 | 17.5401 | 17540.1197
E02000404 | Haringey 008 | 68.7375 | 2125.3689 | 0 | 0 | 0 | 544.3393 | 5272.546 | 0 | 0 | 0 | 0 | 0 | 0 | 0 | 0 | 0 | 0 | 8.011 | 8010.9917
E02000405 | Haringey 009 | 1186.7036 | 38885.2318 | 0 | 0 | 0 | 544.3393 | 5666.7551 | 326.8753 | 0 | 0 | 0 | 0 | 0 | 0 | 0 | 0 | 0 | 46.6099 | 46609.9051
E02000406 | Haringey 010 | 29.1586 | 998.3531 | 0 | 0 | 0 | 544.3393 | 5173.9937 | 0 | 0 | 0 | 0 | 0 | 0 | 0 | 0 | 0 | 0 | 6.7458 | 6745.8447
E02000407 | Haringey 011 | 31.0273 | 1062.3367 | 0 | 0 | 0 | 519.3231 | 5420.3744 | 0 | 0 | 0 | 1624.867 | 0 | 0 | 0 | 0 | 0 | 0 | 8.6579 | 8657.9286
E02000408 | Haringey 012 | 41.793 | 1430.938 | 0 | 0 | 0 | 373.6593 | 1334.246 | 163.4376 | 0 | 0 | 0 | 0 | 0 | 0 | 0 | 0 | 0 | 3.3441 | 3344.0739
E02000409 | Haringey 013 | 363.0859 | 12077.9511 | 0 | 0 | 0 | 411.6586 | 4927.6131 | 0 | 0 | 0 | 0 | 0 | 0 | 0 | 0 | 0 | 0 | 17.7803 | 17780.3087
E02000410 | Haringey 014 | 35.2093 | 0.96027 | 0 | 0 | 0 | 544.3393 | 12508.5563 | 0 | 0 | 0 | 0 | 0 | 0 | 0 | 0 | 0 | 0 | 13.0891 | 13089.0652
E02000411 | Haringey 015 | 542.7906 | 15802.9105 | 0 | 0 | 0 | 493.9903 | 6213.5612 | 0 | 0 | 0 | 0 | 0 | 0 | 189.935 | 0 | 0 | 18884.4343 | 42.1276 | 42127.6218
E02000412 | Haringey 016 | 55.118 | 1887.169 | 0 | 0 | 0 | 462.3242 | 12735.9846 | 326.8753 | 0 | 0 | 686.3497 | 0 | 0 | 0 | 0 | 0 | 0 | 16.1538 | 16153.8208
E02000413 | Haringey 017 | 12.0133 | 281.6145 | 0 | 0 | 0 | 531.9895 | 11523.0337 | 326.8753 | 0 | 0 | 137.2699 | 0 | 0 | 0 | 0 | 0 | 0 | 12.8128 | 12812.7963
E02000414 | Haringey 018 | 1.2391 | 42.4239 | 0 | 0 | 0 | 544.3393 | 1273.5985 | 0 | 0 | 0 | 0 | 0 | 0 | 0 | 0 | 0 | 0 | 1.8616 | 1861.6007
E02000415 | Haringey 019 | 246.7359 | 8185.7303 | 0 | 0 | 0 | 4027.9208 | 6405.897 | 163.4376 | 0 | 0 | 0 | 0 | 0 | 0 | 0 | 0 | 0 | 19.0297 | 19029.7217
E02000416 | Haringey 020 | 0.69661 | 23.851 | 0 | 0 | 0 | 481.3239 | 5272.546 | 0 | 0 | 0 | 137.2699 | 0 | 0 | 0 | 0 | 0 | 0 | 5.9157 | 5915.6874
E02000417 | Haringey 021 | 186.3853 | 5135.304 | 0 | 0 | 0 | 4445.9126 | 15692.5525 | 163.4376 | 0 | 0 | 0 | 0 | 0 | 0 | 0 | 0 | 0 | 25.6236 | 25623.592
E02000418 | Haringey 022 | 43.8018 | 1499.717 | 0 | 0 | 0 | 544.3393 | 6652.2777 | 0 | 0 | 0 | 0 | 0 | 0 | 0 | 0 | 0 | 0 | 8.7401 | 8740.1357
E02000419 | Haringey 023 | 72.0383 | 2466.4989 | 0 | 0 | 0 | 525.6563 | 6750.8299 | 0 | 0 | 0 | 137.2699 | 0 | 0 | 186.0321 | 0 | 0 | 0 | 10.1383 | 10138.3255
E02000420 | Haringey 024 | 31.8805 | 829.3529 | 0 | 0 | 0 | 544.3393 | 5962.4118 | 0 | 0 | 0 | 0 | 0 | 0 | 0 | 0 | 0 | 0 | 7.368 | 7367.9845
E02000421 | Haringey 025 | 54.5492 | 1867.6957 | 0 | 0 | 0 | 455.991 | 6603.0015 | 326.8753 | 0 | 0 | 2173.9467 | 0 | 0 | 184.4532 | 0 | 0 | 3470.0704 | 15.1366 | 15136.5831
E02000422 | Haringey 026 | 70.4031 | 2352.0934 | 0 | 0 | 0 | 462.3242 | 5814.5834 | 0 | 0 | 0 | 0 | 0 | 0 | 0 | 0 | 0 | 0 | 8.6994 | 8699.4043
E02000423 | Haringey 027 | 82.4383 | 2822.5817 | 0 | 0 | 0 | 544.3393 | 6553.7254 | 0 | 0 | 0 | 137.2699 | 0 | 0 | 0 | 0 | 0 | 0 | 10.1404 | 10140.3546
E02000424 | Haringey 028 | 57.9211 | 1983.1444 | 0 | 0 | 0 | 620.6545 | 6213.5612 | 0 | 0 | 0 | 0 | 0 | 0 | 0 | 0 | 0 | 0 | 8.8753 | 8875.2811
E02000425 | Haringey 029 | 143.6602 | 4918.7406 | 0 | 0 | 0 | 544.3393 | 1349.4079 | 163.4376 | 0 | 0 | 0 | 0 | 0 | 0 | 0 | 0 | 3753.3996 | 10.873 | 10872.9852
E02000426 | Haringey 030 | 73.4591 | 192.6107 | 0 | 0 | 0 | 3989.9215 | 6405.897 | 0 | 0 | 0 | 0 | 0 | 0 | 0 | 0 | 0 | 0 | 10.6619 | 10661.8884
E02000427 | Haringey 031 | 1.9703 | 67.461 | 0 | 0 | 0 | 544.3393 | 11523.0337 | 163.4376 | 0 | 0 | 549.0797 | 0 | 0 | 0 | 0 | 0 | 6815.8636 | 19.6652 | 19665.1852
E02000428 | Haringey 032 | 88.0648 | 2870.5694 | 0 | 0 | 0 | 544.3393 | 6652.2777 | 0 | 0 | 0 | 0 | 0 | 0 | 184.1146 | 0 | 0 | 7131.6873 | 17.4711 | 17471.0531
E02000429 | Haringey 033 | 279.043 | 7714.8943 | 0 | 0 | 0 | 544.3393 | 6213.5612 | 0 | 0 | 0 | 137.2699 | 0 | 0 | 0 | 0 | 0 | 0 | 14.8891 | 14889.1077
E02000430 | Haringey 034 | 83.1594 | 2661.5794 | 0 | 0 | 0 | 430.6582 | 14176.3638 | 326.8753 | 0 | 0 | 137.2699 | 0 | 0 | 0 | 0 | 0 | 14169.8816 | 31.9858 | 31985.7876
E02000431 | Haringey 035 | 76.9641 | 2634.8037 | 0 | 0 | 0 | 5281.8961 | 5223.2699 | 326.8753 | 0 | 0 | 137.2699 | 0 | 0 | 193.8031 | 0 | 0 | 0 | 13.8749 | 13874.882
E02000432 | Haringey 036 | 46.1094 | 1509.1788 | 0 | 0 | 0 | 544.3393 | 5765.3073 | 0 | 0 | 0 | 0 | 0 | 0 | 191.4515 | 0 | 0 | 3205.5538 | 11.2619 | 11261.94
E02000433 | Harrow 001 | 1652.9863 | 56596.1435 | 0 | 0 | 0 | 3989.9215 | 11750.462 | 0 | 0 | 0 | 823.6196 | 0 | 0 | 0 | 0 | 0 | 0 | 74.8131 | 74813.1329
E02000434 | Harrow 002 | 79.6656 | 2727.6495 | 0 | 0 | 0 | 667.5947 | 5814.5834 | 0 | 0 | 0 | 549.0797 | 0 | 0 | 0 | 0 | 0 | 17720.3331 | 27.5589 | 27558.9061
E02000435 | Harrow 003 | 75.0168 | 1850.4011 | 0 | 0 | 0 | 667.5947 | 6455.1731 | 0 | 0 | 0 | 0 | 0 | 0 | 0 | 0 | 0 | 0 | 9.0482 | 9048.1857
E02000436 | Harrow 004 | 234.0993 | 7937.7162 | 0 | 0 | 0 | 667.5947 | 6218.6477 | 0 | 0 | 0 | 137.2699 | 0 | 0 | 0 | 0 | 0 | 0 | 15.1953 | 15195.3278
E02000437 | Harrow 005 | 138.8156 | 4752.8701 | 0 | 0 | 0 | 667.5947 | 6947.9345 | 0 | 0 | 0 | 274.5399 | 0 | 0 | 0 | 0 | 0 | 0 | 12.7818 | 12781.7547
E02000438 | Harrow 006 | 283.6539 | 9711.9482 | 0 | 0 | 0 | 4179.9178 | 11977.8903 | 0 | 0 | 0 | 549.0797 | 0 | 0 | 0 | 0 | 0 | 0 | 26.7025 | 26702.4899
E02000439 | Harrow 007 | 278.8703 | 8961.5317 | 0 | 0 | 0 | 4445.9126 | 5173.9937 | 0 | 0 | 0 | 274.5399 | 0 | 0 | 0 | 0 | 0 | 21068.4066 | 40.2033 | 40203.2548
E02000440 | Harrow 008 | 239.5148 | 6686.9836 | 0 | 0 | 0 | 667.5947 | 1485.8649 | 0 | 0 | 0 | 274.5399 | 0 | 0 | 0 | 0 | 0 | 0 | 9.3545 | 9354.4979
E02000441 | Harrow 009 | 1120.6711 | 37395.9907 | 0 | 0 | 0 | 3875.9238 | 6218.6477 | 0 | 0 | 0 | 1624.867 | 0 | 0 | 0 | 0 | 0 | 0 | 50.2361 | 50236.1003
E02000442 | Harrow 010 | 273.7719 | 9373.6001 | 0 | 0 | 0 | 667.5947 | 6218.6477 | 0 | 0 | 0 | 0 | 0 | 0 | 0 | 0 | 0 | 20766.2648 | 37.2999 | 37299.8792
E02000443 | Harrow 011 | 26.8328 | 580.0254 | 0 | 0 | 0 | 614.3213 | 1212.9509 | 0 | 0 | 0 | 0 | 0 | 0 | 0 | 0 | 0 | 0 | 2.4341 | 2434.1304
E02000444 | Harrow 012 | 259.3297 | 8611.0127 | 0 | 0 | 0 | 5471.8924 | 6110.2402 | 0 | 0 | 0 | 137.2699 | 0 | 0 | 0 | 0 | 0 | 4565.7621 | 25.1555 | 25155.507
E02000445 | Harrow 013 | 150.0586 | 5103.0413 | 0 | 0 | 0 | 506.6567 | 1334.246 | 0 | 0 | 0 | 0 | 0 | 0 | 0 | 0 | 0 | 0 | 7.094 | 7094.0026
E02000446 | Harrow 014 | 186.2961 | 6378.5408 | 0 | 0 | 0 | 667.5947 | 6218.6477 | 0 | 0 | 0 | 0 | 0 | 0 | 0 | 0 | 0 | 17577.2433 | 31.0283 | 31028.3227
E02000447 | Harrow 015 | 1291.3266 | 42934.051 | 0 | 0 | 0 | 667.5947 | 6218.6477 | 0 | 0 | 0 | 0 | 0 | 0 | 0 | 0 | 0 | 0 | 51.1116 | 51111.62
E02000448 | Harrow 016 | 241.6375 | 8273.36 | 0 | 0 | 0 | 4331.9148 | 11826.2714 | 0 | 0 | 0 | 686.3497 | 0 | 0 | 0 | 0 | 0 | 27380.8905 | 52.7404 | 52740.4239
E02000449 | Harrow 017 | 136.6422 | 4332.1082 | 0 | 0 | 0 | 667.5947 | 6218.6477 | 0 | 0 | 0 | 0 | 0 | 0 | 0 | 0 | 0 | 9780.2739 | 21.1353 | 21135.2668
E02000450 | Harrow 018 | 267.3125 | 8839.8237 | 0 | 0 | 0 | 667.5947 | 1501.0268 | 0 | 0 | 0 | 137.2699 | 0 | 0 | 0 | 0 | 0 | 4323.4785 | 15.7365 | 15736.5061
E02000451 | Harrow 019 | 197.9961 | 4930.216 | 0 | 0 | 0 | 582.6552 | 5617.4789 | 0 | 0 | 0 | 137.2699 | 0 | 0 | 0 | 0 | 0 | 0 | 11.4656 | 11465.6161
E02000452 | Harrow 020 | 40.2086 | 1376.691 | 0 | 0 | 0 | 3799.9253 | 6258.0686 | 0 | 4831.5018 | 0 | 1624.867 | 0 | 0 | 0 | 0 | 0 | 0 | 17.9313 | 17931.2623
E02000453 | Harrow 021 | 220.1875 | 7538.9394 | 0 | 0 | 0 | 4293.9156 | 6218.6477 | 0 | 0 | 0 | 274.5399 | 0 | 0 | 0 | 0 | 0 | 0 | 18.5462 | 18546.23
E02000454 | Harrow 022 | 422.5813 | 14057.9659 | 0 | 0 | 0 | 667.5947 | 6218.6477 | 0 | 0 | 0 | 0 | 0 | 0 | 0 | 0 | 0 | 7632.7866 | 28.9996 | 28999.5763
E02000455 | Harrow 023 | 185.2602 | 5749.4845 | 0 | 0 | 0 | 4559.9103 | 16223.2185 | 0 | 0 | 0 | 0 | 0 | 0 | 0 | 0 | 0 | 0 | 26.7179 | 26717.8734
E02000456 | Harrow 024 | 223.275 | 4188.4928 | 0 | 0 | 0 | 4027.9208 | 6218.6477 | 0 | 0 | 0 | 0 | 0 | 0 | 0 | 0 | 0 | 0 | 14.6583 | 14658.3363
E02000457 | Harrow 025 | 186.032 | 4223.2665 | 0 | 0 | 0 | 519.3231 | 5026.1654 | 0 | 0 | 0 | 137.2699 | 0 | 0 | 0 | 0 | 0 | 0 | 10.0921 | 10092.057
E02000458 | Harrow 026 | 121.8039 | 3283.3333 | 0 | 0 | 0 | 667.5947 | 6218.6477 | 0 | 0 | 0 | 137.2699 | 0 | 0 | 0 | 0 | 0 | 0 | 10.4286 | 10428.6495
E02000459 | Harrow 027 | 155.0656 | 4879.4464 | 0 | 0 | 0 | 4027.9208 | 12660.1752 | 0 | 0 | 0 | 274.5399 | 0 | 0 | 0 | 0 | 0 | 0 | 21.9971 | 21997.1478
E02000460 | Harrow 028 | 200.2711 | 5246.309 | 0 | 0 | 0 | 667.5947 | 5716.0312 | 0 | 0 | 0 | 137.2699 | 0 | 0 | 0 | 0 | 0 | 33658.0295 | 45.6255 | 45625.5053
E02000461 | Harrow 029 | 249.8756 | 8446.2333 | 0 | 0 | 0 | 607.988 | 5568.2028 | 0 | 0 | 0 | 0 | 0 | 0 | 0 | 0 | 0 | 0 | 14.8723 | 14872.2997
E02000462 | Harrow 030 | 337.218 | 8943.4493 | 0 | 0 | 0 | 4103.9193 | 5814.5834 | 0 | 0 | 0 | 1762.1369 | 0 | 0 | 0 | 0 | 0 | 0 | 20.9613 | 20961.307
E02000463 | Harrow 031 | 32.4594 | 913.1575 | 0 | 0 | 0 | 667.5947 | 6218.6477 | 0 | 0 | 0 | 0 | 0 | 0 | 0 | 0 | 0 | 4999.022 | 12.8309 | 12830.8814
E02000464 | Havering 001 | 2089.6078 | 71545.5082 | 0 | 0 | 0 | 644.1246 | 272.914 | 0 | 0 | 0 | 0 | 0 | 0 | 0 | 0 | 0 | 0 | 74.5522 | 74552.1545
E02000465 | Havering 002 | 2024.1102 | 69233.0568 | 0 | 0 | 0 | 644.1246 | 1377.3991 | 0 | 0 | 0 | 0 | 0 | 0 | 0 | 0 | 0 | 22045.5219 | 95.3242 | 95324.2125
E02000466 | Havering 003 | 1746.6719 | 58962.6428 | 0 | 0 | 0 | 644.1246 | 773.2562 | 0 | 0 | 0 | 0 | 0 | 0 | 0 | 0 | 0 | 0 | 62.1267 | 62126.6955
E02000467 | Havering 004 | 317.9211 | 10885.213 | 0 | 0 | 0 | 512.9899 | 1425.2173 | 163.4376 | 0 | 0 | 411.8098 | 0 | 0 | 0 | 0 | 0 | 0 | 13.7166 | 13716.5888
E02000468 | Havering 005 | 1423.8148 | 46584.2469 | 0 | 0 | 0 | 557.3224 | 1288.7603 | 0 | 0 | 0 | 274.5399 | 0 | 0 | 0 | 0 | 0 | 0 | 50.1287 | 50128.6843
E02000469 | Havering 006 | 894.9891 | 29576.7752 | 0 | 0 | 0 | 5357.8946 | 1349.4079 | 0 | 0 | 0 | 1624.867 | 0 | 0 | 0 | 0 | 0 | 0 | 38.8039 | 38803.9338
E02000470 | Havering 007 | 2082.7117 | 71110.1414 | 0 | 0 | 0 | 544.656 | 13266.6506 | 0 | 0 | 0 | 0 | 0 | 0 | 0 | 0 | 0 | 4523.5762 | 91.5277 | 91527.7359
E02000471 | Havering 008 | 819.2133 | 28048.8186 | 0 | 0 | 0 | 644.1246 | 1501.0268 | 0 | 0 | 0 | 0 | 0 | 0 | 0 | 0 | 0 | 0 | 31.0132 | 31013.1832
E02000472 | Havering 009 | 146.3109 | 4849.8887 | 0 | 0 | 0 | 3799.9253 | 1076.4939 | 0 | 0 | 0 | 0 | 0 | 0 | 0 | 0 | 0 | 9394.3305 | 19.2669 | 19266.9494
E02000473 | Havering 010 | 369.9211 | 12374.5709 | 0 | 0 | 0 | 3837.9245 | 1349.4079 | 163.4376 | 0 | 0 | 137.2699 | 0 | 0 | 0 | 0 | 0 | 5412.3293 | 23.6449 | 23644.8612
E02000474 | Havering 011 | 429.1117 | 11918.6876 | 0 | 0 | 0 | 644.1246 | 1379.7317 | 0 | 0 | 0 | 0 | 0 | 0 | 0 | 0 | 0 | 20046.8252 | 34.4185 | 34418.4807
E02000475 | Havering 012 | 1330.1742 | 45500.3505 | 0 | 0 | 0 | 3875.9238 | 1394.8936 | 0 | 0 | 0 | 0 | 0 | 0 | 0 | 0 | 0 | 0 | 52.1013 | 52101.342
E02000476 | Havering 013 | 111.5461 | 3819.1961 | 0 | 0 | 0 | 4027.9208 | 6947.9345 | 326.8753 | 0 | 0 | 2448.4866 | 0 | 0 | 0 | 0 | 0 | 4495.6424 | 22.1776 | 22177.6017
E02000477 | Havering 014 | 167.832 | 4363.4046 | 0 | 0 | 0 | 4369.9141 | 1212.9509 | 0 | 0 | 0 | 0 | 0 | 0 | 0 | 0 | 0 | 10242.6079 | 20.3567 | 20356.7095
E02000478 | Havering 015 | 172.1484 | 5894.1431 | 0 | 0 | 0 | 644.1246 | 1377.3991 | 0 | 0 | 0 | 0 | 0 | 0 | 0 | 0 | 0 | 3218.0955 | 11.3059 | 11305.9107
E02000479 | Havering 016 | 117.6297 | 3418.9507 | 0 | 0 | 0 | 4103.9193 | 12356.9374 | 0 | 0 | 0 | 1624.867 | 0 | 0 | 0 | 0 | 0 | 4557.2109 | 26.1795 | 26179.515
E02000480 | Havering 017 | 1403.025 | 46129.4068 | 0 | 0 | 0 | 644.1246 | 5075.4415 | 0 | 0 | 0 | 274.5399 | 0 | 0 | 0 | 0 | 0 | 5591.9041 | 59.1184 | 59118.4419
E02000481 | Havering 018 | 3517.0688 | 114783.4814 | 0 | 0 | 0 | 644.1246 | 924.8751 | 163.4376 | 0 | 0 | 0 | 0 | 0 | 0 | 0 | 0 | 4597.6865 | 124.6307 | 124630.6739
E02000482 | Havering 019 | 55.2314 | 1891.0532 | 0 | 0 | 0 | 601.6548 | 1228.1128 | 0 | 0 | 0 | 411.8098 | 0 | 0 | 0 | 0 | 0 | 3698.672 | 7.8865 | 7886.5341
E02000483 | Havering 020 | 238.9867 | 6627.8683 | 0 | 0 | 0 | 614.3213 | 6060.9641 | 163.4376 | 0 | 0 | 137.2699 | 0 | 0 | 0 | 0 | 0 | 4343.4313 | 18.1863 | 18186.2792
E02000484 | Havering 021 | 717.8336 | 24137.4722 | 0 | 0 | 0 | 644.1246 | 1076.4939 | 0 | 0 | 0 | 0 | 0 | 0 | 0 | 0 | 0 | 4780.1117 | 31.356 | 31356.0361
E02000485 | Havering 022 | 503.2625 | 15731.2766 | 0 | 0 | 0 | 3875.9238 | 1303.9222 | 163.4376 | 0 | 0 | 0 | 0 | 0 | 0 | 0 | 0 | 4475.6896 | 26.0535 | 26053.5124
E02000486 | Havering 023 | 83.2508 | 2850.4006 | 0 | 0 | 0 | 487.6571 | 1137.1415 | 0 | 0 | 0 | 0 | 0 | 0 | 0 | 0 | 0 | 4268.7509 | 8.8272 | 8827.2009
E02000487 | Havering 024 | 4002.3445 | 136668.313 | 0 | 0 | 0 | 4559.9103 | 758.0943 | 163.4376 | 0 | 712.8802 | 0 | 0 | 0 | 0 | 0 | 0 | 4683.7684 | 151.5487 | 151548.7484
E02000488 | Havering 025 | 587.8031 | 20125.6298 | 0 | 0 | 0 | 644.1246 | 1377.3991 | 0 | 0 | 0 | 1624.867 | 0 | 0 | 0 | 0 | 0 | 4458.0171 | 28.8178 | 28817.8408
E02000489 | Havering 026 | 2131.5531 | 71012.4273 | 0 | 0 | 0 | 5509.8917 | 1470.703 | 0 | 0 | 0 | 0 | 0 | 0 | 0 | 0 | 0 | 4415.2612 | 84.5398 | 84539.8363
E02000490 | Havering 027 | 1011.3695 | 34282.0053 | 0 | 0 | 0 | 644.1246 | 1061.3321 | 0 | 0 | 0 | 0 | 0 | 0 | 0 | 0 | 0 | 4398.7289 | 41.3976 | 41397.5604
E02000491 | Havering 028 | 2363.5422 | 80924.672 | 0 | 0 | 0 | 411.6586 | 864.2275 | 0 | 0 | 0 | 1624.867 | 0 | 475119.6816 | 0 | 0 | 0 | 8482.2042 | 569.7909 | 569790.8532
E02000492 | Havering 029 | 3241.4891 | 110984.4541 | 0 | 0 | 0 | 644.1246 | 1377.3991 | 0 | 0 | 0 | 137.2699 | 0 | 0 | 0 | 0 | 0 | 3592.6373 | 119.9774 | 119977.3741
E02000493 | Havering 030 | 413.7555 | 13390.3108 | 0 | 0 | 0 | 644.1246 | 6504.4493 | 0 | 0 | 0 | 0 | 0 | 0 | 0 | 0 | 0 | 0 | 20.9526 | 20952.6401
E02000494 | Hillingdon 001 | 1812.9008 | 62060.6323 | 0 | 0 | 0 | 826.9837 | 6580.4166 | 163.4376 | 0 | 0 | 0 | 0 | 0 | 0 | 0 | 0 | 0 | 71.4444 | 71444.3711
E02000495 | Hillingdon 002 | 1231.7703 | 40135.8109 | 0 | 0 | 0 | 4255.9163 | 5518.9267 | 490.3129 | 0 | 0 | 686.3497 | 0 | 0 | 0 | 0 | 0 | 0 | 52.3191 | 52319.0868
E02000496 | Hillingdon 003 | 310.0091 | 6362.5372 | 0 | 0 | 0 | 5281.8961 | 4927.6131 | 0 | 0 | 0 | 0 | 0 | 0 | 0 | 0 | 0 | 4310.9368 | 21.193 | 21192.9923
E02000497 | Hillingdon 004 | 708.3883 | 23181.5431 | 0 | 0 | 0 | 826.9837 | 1091.6558 | 163.4376 | 0 | 0 | 0 | 0 | 0 | 0 | 0 | 0 | 0 | 25.972 | 25972.0085
E02000498 | Hillingdon 005 | 1198.3969 | 40645.5935 | 0 | 0 | 0 | 4863.9044 | 6580.4166 | 0 | 0 | 712.8802 | 0 | 0 | 0 | 0 | 0 | 0 | 17401.0889 | 71.4023 | 71402.2805
E02000499 | Hillingdon 006 | 215.7594 | 7111.9183 | 0 | 0 | 0 | 826.9837 | 6307.3448 | 0 | 0 | 0 | 0 | 0 | 0 | 0 | 0 | 0 | 4310.3667 | 18.7724 | 18772.3728
E02000500 | Hillingdon 007 | 612.7875 | 20794.3282 | 0 | 0 | 0 | 4483.9118 | 7095.7629 | 653.7506 | 0 | 0 | 549.0797 | 0 | 0 | 0 | 0 | 0 | 0 | 34.1896 | 34189.6207
E02000501 | Hillingdon 008 | 245.568 | 7215.8916 | 0 | 0 | 0 | 3875.9238 | 5716.0312 | 0 | 0 | 0 | 0 | 0 | 0 | 0 | 0 | 0 | 4632.4613 | 21.6859 | 21685.8759
E02000502 | Hillingdon 009 | 820.7672 | 26902.3295 | 0 | 0 | 0 | 826.9837 | 6580.4166 | 163.4376 | 0 | 0 | 137.2699 | 0 | 0 | 0 | 0 | 0 | 4213.4533 | 39.6447 | 39644.658
E02000503 | Hillingdon 010 | 332.8711 | 11397.082 | 0 | 0 | 0 | 826.9837 | 15010.2676 | 0 | 0 | 0 | 0 | 0 | 0 | 0 | 0 | 0 | 4869.044 | 32.4362 | 32436.2484
E02000504 | Hillingdon 011 | 741.5789 | 24786.0018 | 0 | 0 | 0 | 4521.9111 | 6580.4166 | 163.4376 | 0 | 0 | 0 | 0 | 0 | 0 | 0 | 0 | 8261.0136 | 45.0544 | 45054.3597
E02000505 | Hillingdon 012 | 718.057 | 24124.9537 | 0 | 0 | 0 | 826.9837 | 15844.1713 | 326.8753 | 0 | 0 | 274.5399 | 0 | 0 | 0 | 0 | 0 | 10247.1686 | 52.3627 | 52362.7495
E02000506 | Hillingdon 013 | 2332.8602 | 79874.1584 | 0 | 0 | 0 | 5547.8909 | 15086.077 | 0 | 0 | 0 | 0 | 0 | 0 | 0 | 0 | 0 | 0 | 102.841 | 102840.9865
E02000507 | Hillingdon 014 | 2015.5687 | 68035.1026 | 0 | 0 | 0 | 826.9837 | 6580.4166 | 0 | 0 | 0 | 0 | 0 | 0 | 0 | 0 | 0 | 4501.3431 | 81.9594 | 81959.4149
E02000508 | Hillingdon 015 | 977.7016 | 32212.2744 | 0 | 0 | 0 | 5167.8984 | 13494.0789 | 326.8753 | 0 | 0 | 137.2699 | 0 | 0 | 0 | 0 | 0 | 0 | 52.3161 | 52316.0985
E02000509 | Hillingdon 016 | 407.0219 | 13627.8152 | 0 | 0 | 0 | 5433.8931 | 11977.8903 | 163.4376 | 0 | 0 | 274.5399 | 0 | 0 | 0 | 0 | 0 | 4752.7479 | 36.6373 | 36637.346
E02000510 | Hillingdon 017 | 785.4539 | 26674.214 | 0 | 0 | 0 | 4141.9186 | 1425.2173 | 0 | 7789.7311 | 0 | 0 | 0 | 0 | 0 | 0 | 0 | 0 | 40.8165 | 40816.5349
E02000511 | Hillingdon 018 | 1095.5344 | 35206.6382 | 0 | 0 | 0 | 5167.8984 | 4976.8892 | 0 | 0 | 0 | 0 | 0 | 0 | 0 | 0 | 0 | 9832.7212 | 56.2797 | 56279.6813
E02000512 | Hillingdon 019 | 160.7023 | 5502.2434 | 0 | 0 | 0 | 4483.9118 | 6580.4166 | 0 | 0 | 0 | 0 | 0 | 0 | 0 | 0 | 0 | 0 | 16.7273 | 16727.2742
E02000513 | Hillingdon 020 | 593.5008 | 19384.6022 | 0 | 0 | 0 | 826.9837 | 12281.128 | 0 | 0 | 0 | 1624.867 | 0 | 0 | 0 | 0 | 0 | 5065.7213 | 39.7768 | 39776.803
E02000514 | Hillingdon 021 | 300.4016 | 9991.1811 | 0 | 0 | 0 | 826.9837 | 5371.0983 | 0 | 0 | 0 | 1098.1594 | 0 | 0 | 0 | 0 | 0 | 5814.2349 | 23.4021 | 23402.059
E02000515 | Hillingdon 022 | 1230.5211 | 41712.103 | 0 | 0 | 0 | 4369.9141 | 5716.0312 | 163.4376 | 0 | 1271.5575 | 137.2699 | 1275.7453 | 0 | 0 | 0 | 0 | 19278.9289 | 75.1555 | 75155.5086
E02000516 | Hillingdon 023 | 849.3367 | 29076.0339 | 0 | 0 | 0 | 826.9837 | 12963.4129 | 0 | 0 | 0 | 0 | 0 | 0 | 0 | 0 | 0 | 4902.6787 | 48.6184 | 48618.4459
E02000517 | Hillingdon 024 | 723.2164 | 22230.8299 | 0 | 0 | 0 | 405.3254 | 1485.8649 | 163.4376 | 0 | 0 | 0 | 0 | 0 | 0 | 0 | 0 | 0 | 25.0087 | 25008.6742
E02000518 | Hillingdon 025 | 1390.2484 | 47600.3346 | 0 | 0 | 0 | 826.9837 | 6580.4166 | 0 | 0 | 0 | 274.5399 | 0 | 0 | 0 | 0 | 0 | 0 | 56.6725 | 56672.5232
E02000519 | Hillingdon 026 | 439.9688 | 14282.9518 | 0 | 0 | 0 | 826.9837 | 13873.1261 | 0 | 0 | 0 | 137.2699 | 47693.2487 | 0 | 0 | 0 | 0 | 12086.2432 | 89.3398 | 89339.7921
E02000520 | Hillingdon 027 | 2557.3438 | 87306.6902 | 0 | 0 | 0 | 8258.5043 | 1364.5698 | 163.4376 | 0 | 454.8673 | 0 | 0 | 0 | 0 | 0 | 0 | 19245.8643 | 119.3513 | 119351.2772
E02000521 | Hillingdon 028 | 1086.0789 | 35626.3568 | 0 | 0 | 0 | 826.9837 | 6580.4166 | 326.8753 | 0 | 0 | 0 | 0 | 0 | 0 | 0 | 0 | 0 | 44.4467 | 44446.7114
E02000522 | Hillingdon 029 | 545.2789 | 18170.9998 | 0 | 0 | 0 | 5243.8969 | 1485.8649 | 0 | 0 | 0 | 0 | 0 | 0 | 0 | 0 | 0 | 4702.581 | 30.1486 | 30148.6215
E02000523 | Hillingdon 030 | 290.3875 | 9894.1624 | 0 | 0 | 0 | 4103.9193 | 1243.2747 | 0 | 2055.764 | 0 | 137.2699 | 0 | 0 | 0 | 0 | 0 | 5243.0158 | 22.9678 | 22967.7937
E02000524 | Hillingdon 031 | 5077.5664 | 173416.8172 | 0 | 0 | 10502.107 | 22787.5594 | 12660.1752 | 163.4376 | 0 | 0 | 137.2699 | 0 | 0 | 0 | 0 | 0 | 8359.0672 | 233.104 | 233104.0001
E02000525 | Hillingdon 032 | 2047.2867 | 68815.7723 | 0 | 0 | 0 | 5623.8894 | 5913.1357 | 0 | 0 | 0 | 0 | 0 | 0 | 0 | 0 | 0 | 4857.6425 | 87.2577 | 87257.7266
E02000526 | Hounslow 001 | 12.1722 | 416.7608 | 0 | 0 | 0 | 8157.1729 | 15389.3147 | 163.4376 | 0 | 0 | 137.2699 | 0 | 0 | 0 | 0 | 0 | 4313.7872 | 28.5899 | 28589.9154
E02000527 | Hounslow 002 | 80.1545 | 2632.4154 | 0 | 0 | 0 | 9221.152 | 18573.3109 | 0 | 0 | 0 | 549.0797 | 0 | 0 | 0 | 0 | 0 | 3955.2075 | 35.0113 | 35011.32
E02000528 | Hounslow 003 | 1306.0352 | 44716.9794 | 0 | 42935.1171 | 0 | 5319.8954 | 5124.7176 | 163.4376 | 0 | 0 | 0 | 0 | 0 | 0 | 0 | 0 | 5049.189 | 104.6154 | 104615.3712
E02000529 | Hounslow 004 | 293.9523 | 7617.5279 | 0 | 0 | 0 | 4787.9059 | 5518.9267 | 0 | 0 | 0 | 0 | 0 | 0 | 0 | 0 | 0 | 0 | 18.2183 | 18218.3128
E02000530 | Hounslow 005 | 1191.7242 | 40803.1183 | 0 | 0 | 0 | 857.999 | 15161.8864 | 163.4376 | 0 | 0 | 1624.867 | 0 | 0 | 0 | 0 | 0 | 3737.4374 | 63.5405 | 63540.47
E02000531 | Hounslow 006 | 1237.8296 | 40241.0373 | 0 | 0 | 5811.1659 | 5547.8909 | 5518.9267 | 0 | 0 | 0 | 274.5399 | 0 | 0 | 0 | 0 | 0 | 5058.8803 | 63.6903 | 63690.2705
E02000532 | Hounslow 007 | 608.6101 | 14901.1177 | 25848.4267 | 0 | 0 | 7903.8446 | 1349.4079 | 326.8753 | 0 | 0 | 0 | 0 | 0 | 0 | 0 | 2114.4873 | 4739.0661 | 57.7918 | 57791.8355
E02000533 | Hounslow 008 | 268.1656 | 8914.2394 | 0 | 0 | 0 | 9525.146 | 5666.7551 | 0 | 0 | 0 | 0 | 0 | 0 | 0 | 0 | 0 | 4346.2817 | 28.7206 | 28720.5878
E02000534 | Hounslow 009 | 14.818 | 305.3131 | 0 | 0 | 0 | 5585.8902 | 6347.6616 | 163.4376 | 0 | 0 | 1624.867 | 0 | 0 | 0 | 0 | 0 | 4028.1776 | 18.0702 | 18070.1652
E02000535 | Hounslow 010 | 106.2344 | 3637.3296 | 0 | 0 | 0 | 857.999 | 1440.3792 | 0 | 0 | 0 | 0 | 0 | 0 | 0 | 0 | 0 | 10057.3323 | 16.0993 | 16099.2745
E02000536 | Hounslow 011 | 540.8609 | 17333.9967 | 0 | 0 | 0 | 857.999 | 5666.7551 | 163.4376 | 0 | 0 | 0 | 0 | 0 | 0 | 0 | 0 | 0 | 24.563 | 24563.0494
E02000537 | Hounslow 012 | 465.0014 | 15623.3906 | 0 | 0 | 0 | 5395.8939 | 6110.2402 | 0 | 0 | 0 | 0 | 0 | 0 | 0 | 0 | 0 | 0 | 27.5945 | 27594.5261
E02000538 | Hounslow 013 | 1029.5695 | 33711.3688 | 0 | 0 | 0 | 4369.9141 | 6347.6616 | 0 | 0 | 0 | 137.2699 | 0 | 0 | 0 | 0 | 0 | 4645.003 | 50.2408 | 50240.787
E02000539 | Hounslow 014 | 128.7671 | 4408.8217 | 0 | 0 | 0 | 4711.9073 | 6455.1731 | 163.4376 | 0 | 0 | 137.2699 | 0 | 0 | 0 | 0 | 0 | 5459.0757 | 21.4645 | 21464.4527
E02000540 | Hounslow 015 | 315.0672 | 8344.9939 | 0 | 0 | 0 | 3989.9215 | 5568.2028 | 0 | 0 | 0 | 0 | 0 | 0 | 0 | 0 | 0 | 11206.6114 | 29.4248 | 29424.7968
E02000541 | Hounslow 016 | 74.9734 | 2566.9949 | 0 | 0 | 0 | 4825.9051 | 5420.3744 | 0 | 0 | 0 | 274.5399 | 0 | 0 | 0 | 0 | 0 | 0 | 13.1628 | 13162.7877
E02000542 | Hounslow 017 | 72.6477 | 2487.3632 | 0 | 0 | 0 | 4787.9059 | 6347.6616 | 0 | 0 | 0 | 0 | 0 | 0 | 0 | 0 | 0 | 20795.3388 | 34.4909 | 34490.9171
E02000543 | Hounslow 018 | 110.0836 | 3687.7515 | 0 | 0 | 0 | 4141.9186 | 6947.9345 | 163.4376 | 0 | 0 | 0 | 0 | 0 | 0 | 0 | 0 | 6692.1564 | 21.7433 | 21743.2822
E02000544 | Hounslow 019 | 218.4609 | 5127.0351 | 0 | 0 | 85721.6583 | 4711.9073 | 5075.4415 | 0 | 0 | 0 | 0 | 0 | 2666945.3828 | 0 | 0 | 0 | 4495.6424 | 2772.2955 | 2772295.5284
E02000545 | Hounslow 020 | 87.7349 | 86.069 | 0 | 39183.5049 | 0 | 5281.8961 | 16071.5996 | 163.4376 | 0 | 0 | 1624.867 | 0 | 0 | 0 | 0 | 0 | 4237.3966 | 66.7365 | 66736.5058
E02000546 | Hounslow 021 | 2020.8703 | 69153.425 | 0 | 0 | 0 | 857.999 | 6347.6616 | 0 | 0 | 0 | 0 | 0 | 0 | 0 | 0 | 0 | 0 | 78.38 | 78379.9559
E02000547 | Hounslow 022 | 922.2281 | 28515.134 | 0 | 0 | 0 | 7802.5132 | 6347.6616 | 0 | 0 | 0 | 1624.867 | 0 | 0 | 0 | 0 | 0 | 0 | 45.2124 | 45212.404
E02000548 | Hounslow 023 | 1363.9844 | 46701.0865 | 0 | 0 | 0 | 5623.8894 | 1243.2747 | 0 | 0 | 0 | 0 | 0 | 0 | 0 | 0 | 0 | 0 | 54.9322 | 54932.235
E02000549 | Hounslow 024 | 1085.4188 | 36917.8522 | 0 | 0 | 0 | 512.9899 | 6208.7925 | 0 | 0 | 712.8802 | 549.0797 | 0 | 0 | 0 | 0 | 0 | 5656.8931 | 51.6439 | 51643.9064
E02000550 | Hounslow 025 | 74.0594 | 2535.6986 | 0 | 0 | 0 | 857.999 | 5863.8596 | 0 | 0 | 0 | 3249.734 | 0 | 0 | 0 | 0 | 0 | 0 | 12.5814 | 12581.3506
E02000551 | Hounslow 026 | 1202.1547 | 41078.8738 | 0 | 0 | 0 | 857.999 | 5173.9937 | 326.8753 | 0 | 0 | 0 | 0 | 0 | 0 | 0 | 0 | 4312.647 | 52.9525 | 52952.5436
E02000552 | Hounslow 027 | 2055.0156 | 68545.5806 | 0 | 0 | 0 | 857.999 | 6347.6616 | 0 | 0 | 635.7787 | 0 | 0 | 0 | 0 | 0 | 0 | 18759.587 | 97.2016 | 97201.6226
E02000553 | Hounslow 028 | 741.6398 | 22223.5275 | 0 | 0 | 0 | 3989.9215 | 1182.6271 | 0 | 0 | 0 | 137.2699 | 0 | 0 | 0 | 0 | 0 | 3426.1743 | 31.7012 | 31701.1602
E02000554 | Islington 001 | 117.4062 | 4019.8404 | 0 | 0 | 0 | 474.9907 | 1303.9222 | 326.8753 | 0 | 0 | 0 | 0 | 0 | 0 | 0 | 0 | 0 | 6.243 | 6243.0348
E02000555 | Islington 002 | 48.618 | 1664.2695 | 33000.2177 | 0 | 0 | 595.3216 | 4927.6131 | 0 | 0 | 0 | 137.2699 | 0 | 0 | 0 | 0 | 3457.9269 | 0 | 43.8312 | 43831.2368
E02000556 | Islington 003 | 51.482 | 1762.6791 | 0 | 0 | 0 | 4065.92 | 5913.1357 | 163.4376 | 0 | 0 | 274.5399 | 0 | 0 | 0 | 0 | 0 | 10824.6585 | 23.0559 | 23055.8529
E02000557 | Islington 004 | 101.3898 | 3471.459 | 0 | 0 | 0 | 3913.923 | 1501.0268 | 817.1882 | 0 | 0 | 0 | 0 | 0 | 0 | 0 | 0 | 9118.4123 | 18.9234 | 18923.3992
E02000558 | Islington 005 | 26.4164 | 904.4641 | 0 | 0 | 0 | 4141.9186 | 7243.5912 | 0 | 0 | 0 | 137.2699 | 0 | 0 | 189.4753 | 0 | 0 | 4785.2424 | 17.4284 | 17428.378
E02000559 | Islington 006 | 79.0766 | 2629.5876 | 0 | 0 | 0 | 4255.9163 | 5272.546 | 0 | 0 | 0 | 0 | 0 | 0 | 0 | 0 | 0 | 4401.5793 | 16.6387 | 16638.7058
E02000560 | Islington 007 | 28.5188 | 976.4457 | 156750.0445 | 0 | 0 | 4027.9208 | 5518.9267 | 490.3129 | 0 | 0 | 823.6196 | 0 | 0 | 0 | 0 | 6495.9306 | 4080.0548 | 179.1918 | 179191.7744
E02000561 | Islington 008 | 63.4766 | 2173.3566 | 0 | 0 | 0 | 4331.9148 | 1394.8936 | 326.8753 | 0 | 0 | 0 | 0 | 0 | 0 | 0 | 0 | 3466.0798 | 11.7566 | 11756.5967
E02000562 | Islington 009 | 148.5859 | 5087.3931 | 0 | 0 | 0 | 607.988 | 6947.9345 | 0 | 0 | 0 | 0 | 0 | 0 | 0 | 0 | 0 | 4422.6723 | 17.2146 | 17214.5738
E02000563 | Islington 010 | 48.4961 | 1660.4444 | 0 | 0 | 0 | 4179.9178 | 5272.546 | 0 | 0 | 0 | 0 | 0 | 0 | 0 | 0 | 0 | 4976.789 | 16.1382 | 16138.1933
E02000564 | Islington 011 | 53.3914 | 1828.0537 | 0 | 0 | 0 | 4293.9156 | 6405.897 | 0 | 0 | 0 | 137.2699 | 0 | 0 | 181.3854 | 0 | 0 | 4685.4786 | 17.5854 | 17585.3917
E02000565 | Islington 012 | 33.3023 | 1140.2298 | 0 | 0 | 0 | 3875.9238 | 5026.1654 | 0 | 0 | 0 | 0 | 0 | 0 | 0 | 0 | 0 | 8107.0923 | 18.1827 | 18182.7136
E02000566 | Islington 013 | 133.8695 | 4082.0853 | 0 | 0 | 0 | 5357.8946 | 6307.3448 | 0 | 0 | 0 | 274.5399 | 0 | 0 | 0 | 0 | 0 | 4353.6927 | 20.5094 | 20509.4268
E02000567 | Islington 014 | 69.4992 | 2379.5647 | 36561.5427 | 0 | 0 | 4369.9141 | 5716.0312 | 0 | 0 | 0 | 0 | 0 | 0 | 0 | 0 | 3494.6524 | 5275.5103 | 57.8667 | 57866.7146
E02000568 | Islington 015 | 237.2602 | 8123.4853 | 0 | 0 | 0 | 4331.9148 | 5075.4415 | 0 | 0 | 0 | 0 | 0 | 0 | 0 | 0 | 0 | 5000.1622 | 22.7683 | 22768.264
E02000569 | Islington 016 | 82.2656 | 2816.6701 | 0 | 0 | 0 | 5243.8969 | 13039.2223 | 163.4376 | 0 | 0 | 274.5399 | 0 | 0 | 0 | 0 | 0 | 5553.1388 | 27.1732 | 27173.1713
E02000570 | Islington 017 | 85.3734 | 2923.0777 | 48991.3758 | 0 | 0 | 4065.92 | 6553.7254 | 163.4376 | 0 | 0 | 0 | 0 | 0 | 185.7174 | 0 | 1805.8169 | 4522.4361 | 69.2969 | 69296.8804
E02000571 | Islington 018 | 68.7883 | 2355.2231 | 0 | 0 | 0 | 4597.9096 | 6110.2402 | 0 | 0 | 0 | 0 | 0 | 0 | 0 | 0 | 0 | 4554.3605 | 17.6865 | 17686.5217
E02000572 | Islington 019 | 101.268 | 3467.2862 | 0 | 0 | 0 | 4635.9088 | 1501.0268 | 0 | 0 | 0 | 0 | 0 | 0 | 0 | 0 | 0 | 5053.1795 | 14.7587 | 14758.6693
E02000573 | Islington 020 | 56.6922 | 1941.0682 | 148245.2327 | 0 | 0 | 7701.1819 | 17587.7883 | 163.4376 | 0 | 0 | 549.0797 | 0 | 0 | 0 | 58798.317 | 12551.9164 | 4631.3211 | 252.226 | 252226.0352
E02000574 | Islington 021 | 61.0289 | 2089.552 | 0 | 0 | 0 | 5015.9014 | 6800.1061 | 0 | 0 | 0 | 0 | 0 | 0 | 189.0986 | 0 | 0 | 4767.57 | 18.9233 | 18923.2569
E02000575 | Islington 022 | 102.0906 | 3495.4529 | 0 | 0 | 0 | 8055.8416 | 14858.6487 | 490.3129 | 0 | 0 | 274.5399 | 77100.8142 | 0 | 0 | 0 | 0 | 6364.3611 | 110.7421 | 110742.0619
E02000576 | Islington 023 | 38.3472 | 1312.96 | 0 | 0 | 0 | 9829.1401 | 12584.3657 | 490.3129 | 0 | 0 | 823.6196 | 25743.8866 | 0 | 184.1484 | 0 | 0 | 5518.934 | 56.5257 | 56525.7145
E02000577 | Kensington and Chelsea 001 | 93.925 | 3215.5246 | 0 | 0 | 0 | 5623.8894 | 13190.8412 | 0 | 0 | 0 | 137.2699 | 0 | 0 | 0 | 0 | 0 | 4683.7684 | 26.9452 | 26945.2185
E02000578 | Kensington and Chelsea 002 | 67.5898 | 2274.5481 | 0 | 0 | 0 | 4901.9036 | 5962.4118 | 0 | 0 | 0 | 0 | 0 | 0 | 0 | 0 | 0 | 3808.6973 | 17.0152 | 17015.1506
E02000579 | Kensington and Chelsea 003 | 69.9461 | 2394.8651 | 0 | 0 | 0 | 4749.9066 | 6947.9345 | 326.8753 | 0 | 0 | 0 | 0 | 0 | 0 | 0 | 0 | 4444.9053 | 18.9344 | 18934.4329
E02000580 | Kensington and Chelsea 004 | 17.6719 | 605.0625 | 0 | 0 | 0 | 5319.8954 | 24486.4466 | 163.4376 | 0 | 0 | 274.5399 | 0 | 0 | 0 | 0 | 0 | 4646.1432 | 35.5132 | 35513.197
E02000581 | Kensington and Chelsea 005 | 73.6328 | 2521.0937 | 0 | 0 | 0 | 4559.9103 | 6849.3822 | 326.8753 | 0 | 0 | 0 | 0 | 0 | 0 | 0 | 0 | 4670.6566 | 19.0016 | 19001.5509
E02000582 | Kensington and Chelsea 006 | 0 | 0 | 23406.4508 | 0 | 0 | 9018.4893 | 29717.2974 | 490.3129 | 0 | 0 | 411.8098 | 0 | 0 | 0 | 0 | 2425.5057 | 4696.8802 | 70.1667 | 70166.7462
E02000583 | Kensington and Chelsea 007 | 99.9385 | 3421.7668 | 0 | 0 | 0 | 9322.4834 | 20165.309 | 163.4376 | 0 | 0 | 137.2699 | 0 | 0 | 0 | 0 | 0 | 4338.8707 | 37.6491 | 37649.0758
E02000584 | Kensington and Chelsea 008 | 1.5031 | 51.4651 | 0 | 0 | 0 | 9930.4714 | 30702.82 | 326.8753 | 0 | 0 | 0 | 0 | 0 | 0 | 0 | 0 | 4746.4771 | 45.7596 | 45759.612
E02000585 | Kensington and Chelsea 009 | 5.6773 | 194.385 | 0 | 0 | 0 | 8866.4923 | 16981.3128 | 163.4376 | 0 | 0 | 0 | 0 | 0 | 0 | 0 | 0 | 5101.6362 | 31.3129 | 31312.9414
E02000586 | Kensington and Chelsea 010 | 14.3705 | 492.0286 | 0 | 0 | 0 | 20403.9235 | 21378.2599 | 0 | 0 | 0 | 0 | 0 | 0 | 0 | 0 | 0 | 9946.737 | 52.2353 | 52235.3195
E02000587 | Kensington and Chelsea 011 | 48.9912 | 1677.3957 | 0 | 0 | 0 | 9271.8177 | 35175.5765 | 326.8753 | 0 | 0 | 823.6196 | 0 | 0 | 0 | 0 | 0 | 4625.0503 | 51.9493 | 51949.3262
E02000588 | Kensington and Chelsea 012 | 61.0852 | 2091.478 | 0 | 0 | 0 | 25075.8499 | 41619.3783 | 163.4376 | 0 | 0 | 411.8098 | 0 | 0 | 0 | 0 | 0 | 4753.318 | 74.1764 | 74176.3568
E02000589 | Kensington and Chelsea 013 | 31.2812 | 1071.0301 | 77017.632 | 0 | 0 | 550.9892 | 17815.2166 | 163.4376 | 0 | 0 | 411.8098 | 0 | 0 | 190.2084 | 0 | 7075.5893 | 0 | 104.3272 | 104327.1942
E02000590 | Kensington and Chelsea 014 | 30.4992 | 1044.2544 | 0 | 0 | 0 | 22215.4868 | 36540.1463 | 490.3129 | 0 | 0 | 137.2699 | 0 | 0 | 544.8526 | 0 | 0 | 4866.1937 | 65.869 | 65869.0158
E02000591 | Kensington and Chelsea 015 | 31.0984 | 1064.7709 | 0 | 0 | 0 | 4445.9126 | 17739.4071 | 0 | 0 | 0 | 2173.9467 | 0 | 0 | 0 | 0 | 0 | 3936.3949 | 29.3915 | 29391.5307
E02000592 | Kensington and Chelsea 016 | 89.0805 | 3050.0017 | 0 | 0 | 0 | 20975.9961 | 22742.8296 | 163.4376 | 0 | 0 | 274.5399 | 0 | 0 | 0 | 0 | 0 | 4395.8785 | 51.6918 | 51691.764
E02000593 | Kensington and Chelsea 017 | 0.14219 | 4.8683 | 0 | 0 | 0 | 1119.978 | 19483.0241 | 326.8753 | 0 | 0 | 0 | 0 | 0 | 0 | 0 | 0 | 4348.562 | 25.2834 | 25283.4498
E02000594 | Kensington and Chelsea 018 | 0 | 0 | 0 | 0 | 0 | 23836.3592 | 42983.948 | 0 | 0 | 0 | 137.2699 | 0 | 0 | 0 | 0 | 0 | 4722.5338 | 71.6801 | 71680.111
E02000595 | Kensington and Chelsea 019 | 13.3405 | 456.7603 | 0 | 0 | 0 | 21452.7233 | 26457.4918 | 0 | 0 | 0 | 411.8098 | 0 | 0 | 0 | 0 | 0 | 4619.3495 | 53.4115 | 53411.4752
E02000596 | Kensington and Chelsea 020 | 0 | 0 | 0 | 0 | 0 | 1119.978 | 20847.5938 | 163.4376 | 0 | 0 | 549.0797 | 0 | 0 | 0 | 0 | 0 | 4299.5352 | 26.9796 | 26979.6244
E02000597 | Kensington and Chelsea 021 | 1.437 | 49.2004 | 0 | 0 | 0 | 8765.161 | 15086.077 | 0 | 0 | 0 | 274.5399 | 0 | 0 | 0 | 0 | 0 | 4973.3685 | 29.1498 | 29149.7837
E02000598 | Kingston upon Thames 001 | 47.4902 | 94.2234 | 0 | 0 | 0 | 5319.8954 | 6077.3895 | 326.8753 | 0 | 0 | 137.2699 | 0 | 0 | 0 | 0 | 0 | 0 | 12.0031 | 12003.1437
E02000599 | Kingston upon Thames 002 | 24.6673 | 126.8486 | 0 | 0 | 0 | 795.2701 | 6077.3895 | 0 | 0 | 0 | 0 | 0 | 0 | 0 | 0 | 0 | 0 | 7.0242 | 7024.1755
E02000600 | Kingston upon Thames 003 | 275.6 | 9374.2955 | 0 | 0 | 980.1967 | 4559.9103 | 5420.3744 | 0 | 0 | 0 | 0 | 0 | 0 | 0 | 0 | 0 | 0 | 20.6104 | 20610.3769
E02000601 | Kingston upon Thames 004 | 119.925 | 4106.0791 | 0 | 0 | 0 | 7701.1819 | 7046.4867 | 163.4376 | 0 | 0 | 0 | 0 | 0 | 0 | 0 | 0 | 0 | 19.1371 | 19137.1104
E02000602 | Kingston upon Thames 005 | 173.4383 | 5938.3057 | 0 | 0 | 0 | 5281.8961 | 6258.0686 | 653.7506 | 0 | 712.8802 | 1624.867 | 0 | 0 | 0 | 0 | 0 | 0 | 20.6432 | 20643.2065
E02000603 | Kingston upon Thames 006 | 372.6633 | 11766.3787 | 0 | 0 | 0 | 468.6575 | 11598.8431 | 0 | 0 | 0 | 0 | 0 | 0 | 0 | 0 | 0 | 5018.9748 | 29.2255 | 29225.5174
E02000604 | Kingston upon Thames 007 | 518.4664 | 15011.8087 | 0 | 0 | 0 | 5395.8939 | 6652.2777 | 490.3129 | 0 | 0 | 686.3497 | 0 | 0 | 0 | 0 | 0 | 0 | 28.7551 | 28755.1092
E02000605 | Kingston upon Thames 008 | 414.832 | 12262.9473 | 0 | 0 | 0 | 4027.9208 | 5666.7551 | 0 | 7789.7311 | 0 | 0 | 0 | 0 | 0 | 0 | 0 | 4886.7165 | 35.0489 | 35048.9027
E02000606 | Kingston upon Thames 009 | 163.6172 | 5602.044 | 0 | 29179.2058 | 0 | 4825.9051 | 17966.8354 | 326.8753 | 0 | 0 | 686.3497 | 0 | 0 | 0 | 0 | 0 | 9565.3542 | 68.3162 | 68316.1866
E02000607 | Kingston upon Thames 010 | 272.1164 | 7834.1681 | 0 | 0 | 13531.561 | 4673.9081 | 6077.3895 | 0 | 0 | 0 | 0 | 0 | 340651.8472 | 0 | 0 | 0 | 9116.7021 | 382.1577 | 382157.6924
E02000608 | Kingston upon Thames 011 | 161.9312 | 5544.3196 | 0 | 0 | 0 | 7903.8446 | 11371.4148 | 0 | 0 | 0 | 823.6196 | 0 | 0 | 0 | 0 | 0 | 0 | 25.8051 | 25805.1298
E02000609 | Kingston upon Thames 012 | 245.2023 | 7574.0608 | 0 | 0 | 0 | 795.2701 | 1273.5985 | 163.4376 | 0 | 0 | 0 | 0 | 0 | 0 | 0 | 0 | 4505.9038 | 14.5575 | 14557.4731
E02000610 | Kingston upon Thames 013 | 279.3578 | 9564.8554 | 0 | 0 | 0 | 4369.9141 | 5272.546 | 0 | 0 | 0 | 0 | 0 | 0 | 0 | 0 | 0 | 0 | 19.4867 | 19486.6733
E02000611 | Kingston upon Thames 014 | 532.6141 | 13304.072 | 0 | 0 | 0 | 795.2701 | 1288.7603 | 0 | 0 | 0 | 137.2699 | 0 | 0 | 0 | 0 | 0 | 9602.4093 | 25.6604 | 25660.3957
E02000612 | Kingston upon Thames 015 | 647.9281 | 21704.0083 | 0 | 0 | 0 | 795.2701 | 6077.3895 | 0 | 0 | 0 | 274.5399 | 0 | 0 | 0 | 0 | 0 | 4976.789 | 34.4759 | 34475.9248
E02000613 | Kingston upon Thames 016 | 168.9695 | 5785.3014 | 0 | 0 | 0 | 795.2701 | 1303.9222 | 0 | 0 | 0 | 0 | 0 | 0 | 0 | 0 | 0 | 0 | 8.0535 | 8053.4632
E02000614 | Kingston upon Thames 017 | 1618.1648 | 53364.0763 | 0 | 0 | 0 | 4559.9103 | 5371.0983 | 0 | 0 | 0 | 0 | 0 | 0 | 0 | 0 | 0 | 5496.1309 | 70.4094 | 70409.3806
E02000615 | Kingston upon Thames 018 | 436.0688 | 13137.8537 | 0 | 0 | 0 | 3989.9215 | 5371.0983 | 163.4376 | 0 | 0 | 274.5399 | 0 | 0 | 0 | 0 | 0 | 9503.7857 | 32.8767 | 32876.7054
E02000616 | Kingston upon Thames 019 | 225.9359 | 6772.1792 | 0 | 0 | 0 | 795.2701 | 6077.3895 | 0 | 0 | 0 | 0 | 0 | 0 | 0 | 0 | 0 | 3763.0909 | 17.6339 | 17633.8656
E02000617 | Kingston upon Thames 020 | 1847.0969 | 62327.6943 | 0 | 0 | 0 | 5281.8961 | 4927.6131 | 326.8753 | 0 | 0 | 0 | 0 | 0 | 0 | 0 | 0 | 5242.4457 | 79.9536 | 79953.6215
E02000618 | Lambeth 001 | 99.8842 | 3419.908 | 46841.3273 | 0 | 0 | 8005.1759 | 27215.5861 | 163.4376 | 0 | 0 | 274.5399 | 0 | 0 | 186.9959 | 0 | 2937.648 | 4536.118 | 93.6806 | 93680.6209
E02000619 | Lambeth 002 | 96.1086 | 3290.6358 | 0 | 0 | 0 | 5129.8991 | 940.037 | 0 | 0 | 0 | 0 | 0 | 0 | 0 | 0 | 0 | 4495.6424 | 13.9523 | 13952.3228
E02000620 | Lambeth 003 | 119.468 | 3968.723 | 22075.0596 | 0 | 0 | 7802.5132 | 5469.6505 | 0 | 0 | 0 | 1624.867 | 0 | 0 | 186.7386 | 0 | 3332.0056 | 10849.742 | 55.4288 | 55428.7676
E02000621 | Lambeth 004 | 83.5453 | 2860.485 | 0 | 0 | 0 | 8866.4923 | 12053.6997 | 0 | 0 | 0 | 137.2699 | 0 | 0 | 181.3303 | 0 | 0 | 5483.019 | 29.6658 | 29665.8416
E02000622 | Lambeth 005 | 194.6258 | 6663.7403 | 0 | 0 | 0 | 4407.9133 | 1228.1128 | 0 | 0 | 0 | 0 | 0 | 0 | 0 | 0 | 0 | 4276.7321 | 16.7711 | 16771.1243
E02000623 | Lambeth 006 | 53.9094 | 1845.7883 | 0 | 0 | 0 | 652.8272 | 1015.8464 | 0 | 0 | 0 | 0 | 0 | 0 | 0 | 0 | 0 | 4345.1415 | 7.9135 | 7913.5127
E02000624 | Lambeth 007 | 137.2516 | 4528.2319 | 0 | 0 | 0 | 392.6589 | 1121.9796 | 0 | 0 | 0 | 0 | 0 | 0 | 0 | 0 | 0 | 4400.4392 | 10.5806 | 10580.5612
E02000625 | Lambeth 008 | 124.1297 | 4250.0423 | 0 | 0 | 0 | 4255.9163 | 1394.8936 | 0 | 0 | 0 | 0 | 0 | 0 | 194.174 | 0 | 0 | 5065.7213 | 15.2849 | 15284.8772
E02000626 | Lambeth 009 | 49.9262 | 1709.4085 | 0 | 0 | 0 | 531.9895 | 1031.0083 | 0 | 0 | 0 | 0 | 0 | 0 | 0 | 0 | 0 | 4744.7668 | 8.0671 | 8067.0993
E02000627 | Lambeth 010 | 39.8227 | 1363.477 | 0 | 0 | 0 | 569.9888 | 1121.9796 | 0 | 0 | 0 | 0 | 0 | 0 | 0 | 0 | 0 | 4912.9401 | 8.0082 | 8008.2082
E02000628 | Lambeth 011 | 118.8789 | 4070.2622 | 0 | 0 | 0 | 544.656 | 6405.897 | 0 | 0 | 0 | 137.2699 | 0 | 0 | 377.2371 | 0 | 0 | 5631.2396 | 17.2854 | 17285.4407
E02000629 | Lambeth 012 | 34.4906 | 1094.6763 | 0 | 0 | 0 | 3799.9253 | 6060.9641 | 0 | 0 | 0 | 274.5399 | 0 | 0 | 0 | 0 | 0 | 4808.0456 | 16.0726 | 16072.6417
E02000630 | Lambeth 013 | 112.7953 | 3861.9677 | 24162.3442 | 0 | 0 | 4521.9111 | 7145.039 | 0 | 0 | 0 | 0 | 0 | 0 | 0 | 0 | 2867.2685 | 3766.5114 | 46.4378 | 46437.8372
E02000631 | Lambeth 014 | 238.0133 | 8149.2723 | 244668.292 | 0 | 0 | 652.8272 | 1243.2747 | 0 | 0 | 2397.77 | 0 | 0 | 0 | 0 | 0 | 8713.3928 | 4741.3464 | 270.8042 | 270804.1886
E02000632 | Lambeth 015 | 14.1883 | 485.7887 | 0 | 0 | 0 | 4863.9044 | 5716.0312 | 0 | 0 | 0 | 549.0797 | 0 | 0 | 0 | 0 | 0 | 5118.1685 | 16.7472 | 16747.1607
E02000633 | Lambeth 016 | 119.9656 | 4107.4701 | 32014.4827 | 0 | 0 | 550.9892 | 5026.1654 | 0 | 0 | 0 | 1762.1369 | 0 | 0 | 0 | 0 | 3081.8226 | 4446.0455 | 51.1091 | 51109.078
E02000634 | Lambeth 017 | 68.8492 | 2357.3095 | 0 | 0 | 0 | 3799.9253 | 13342.4601 | 0 | 0 | 0 | 137.2699 | 0 | 0 | 0 | 0 | 0 | 3845.7524 | 23.5516 | 23551.5664
E02000635 | Lambeth 018 | 0 | 0 | 0 | 0 | 0 | 398.9922 | 1137.1415 | 0 | 0 | 0 | 137.2699 | 0 | 0 | 0 | 0 | 0 | 9466.1605 | 11.1396 | 11139.564
E02000636 | Lambeth 019 | 419.3922 | 14359.454 | 0 | 0 | 0 | 652.8272 | 13418.2695 | 0 | 0 | 0 | 1624.867 | 0 | 0 | 188.0091 | 0 | 0 | 3873.1162 | 34.5359 | 34535.9351
E02000637 | Lambeth 020 | 0.86217 | 29.5194 | 0 | 0 | 0 | 4521.9111 | 1258.4366 | 0 | 0 | 0 | 137.2699 | 0 | 0 | 0 | 0 | 0 | 4294.9746 | 10.243 | 10242.9738
E02000638 | Lambeth 021 | 191.4859 | 6442.1767 | 0 | 0 | 0 | 652.8272 | 1228.1128 | 0 | 0 | 0 | 137.2699 | 0 | 0 | 0 | 0 | 0 | 4948.285 | 13.6002 | 13600.1575
E02000639 | Lambeth 022 | 191.3539 | 6551.7139 | 0 | 0 | 0 | 652.8272 | 7342.1435 | 0 | 0 | 0 | 137.2699 | 0 | 0 | 0 | 0 | 0 | 4835.4094 | 19.7107 | 19710.7178
E02000640 | Lambeth 023 | 74.7703 | 2560.0402 | 0 | 0 | 0 | 3951.9223 | 5476.0087 | 0 | 0 | 0 | 0 | 0 | 0 | 0 | 0 | 0 | 4752.1779 | 16.8149 | 16814.9194
E02000641 | Lambeth 024 | 0.25902 | 8.8686 | 0 | 0 | 0 | 652.8272 | 1288.7603 | 0 | 0 | 0 | 0 | 0 | 0 | 0 | 0 | 0 | 0 | 1.9507 | 1950.7151
E02000642 | Lambeth 025 | 139.2752 | 90.1513 | 0 | 0 | 0 | 601.6548 | 1485.8649 | 0 | 0 | 0 | 411.8098 | 0 | 0 | 0 | 0 | 0 | 5143.252 | 7.872 | 7872.008
E02000643 | Lambeth 026 | 105.7266 | 3619.9427 | 0 | 0 | 0 | 652.8272 | 1243.2747 | 0 | 0 | 0 | 411.8098 | 0 | 0 | 0 | 0 | 0 | 18326.8971 | 24.3605 | 24360.478
E02000644 | Lambeth 027 | 54.1633 | 1854.4817 | 0 | 0 | 0 | 652.8272 | 1394.8936 | 0 | 0 | 0 | 549.0797 | 0 | 0 | 0 | 0 | 0 | 0 | 4.5054 | 4505.4454
E02000645 | Lambeth 028 | 7.1297 | 142.9199 | 52791.1828 | 0 | 0 | 354.6597 | 1364.5698 | 0 | 0 | 0 | 0 | 0 | 0 | 0 | 0 | 2792.39 | 4803.485 | 62.2563 | 62256.3368
E02000646 | Lambeth 029 | 95.2859 | 3262.4691 | 0 | 0 | 0 | 620.6545 | 6208.7925 | 0 | 0 | 0 | 823.6196 | 0 | 0 | 0 | 0 | 0 | 0 | 11.0108 | 11010.8215
E02000647 | Lambeth 030 | 54.6253 | 1870.2999 | 0 | 0 | 0 | 652.8272 | 5476.0087 | 0 | 0 | 0 | 0 | 0 | 0 | 0 | 0 | 0 | 0 | 8.0538 | 8053.7611
E02000648 | Lambeth 031 | 5.1029 | 1.5429 | 0 | 0 | 0 | 652.8272 | 5476.0087 | 0 | 0 | 1271.5575 | 0 | 0 | 0 | 0 | 0 | 0 | 4003.6642 | 11.4107 | 11410.7033
E02000649 | Lambeth 032 | 44.5047 | 1523.7838 | 0 | 0 | 0 | 493.9903 | 1243.2747 | 0 | 0 | 0 | 0 | 0 | 0 | 0 | 0 | 0 | 5633.5199 | 8.9391 | 8939.0733
E02000650 | Lambeth 033 | 206.4664 | 7069.1466 | 0 | 0 | 0 | 449.6578 | 1319.0841 | 0 | 0 | 0 | 0 | 0 | 0 | 0 | 0 | 0 | 4320.058 | 13.3644 | 13364.413
E02000651 | Lambeth 034 | 68.1776 | 2334.315 | 0 | 0 | 0 | 582.6552 | 5765.3073 | 0 | 0 | 0 | 137.2699 | 0 | 0 | 0 | 0 | 0 | 4511.6046 | 13.3993 | 13399.3296
E02000652 | Lambeth 035 | 51.1875 | 1213.6023 | 0 | 0 | 0 | 601.6548 | 5476.0087 | 0 | 0 | 0 | 0 | 0 | 0 | 0 | 0 | 0 | 3943.806 | 11.2863 | 11286.2594
E02000653 | Lewisham 001 | 223.4273 | 7416.8837 | 0 | 0 | 0 | 4141.9186 | 6455.1731 | 0 | 0 | 0 | 0 | 0 | 0 | 0 | 0 | 0 | 4446.0455 | 22.6834 | 22683.4482
E02000654 | Lewisham 002 | 295.3031 | 9956.7551 | 0 | 0 | 0 | 531.9895 | 1137.1415 | 326.8753 | 0 | 0 | 0 | 0 | 0 | 0 | 0 | 0 | 4564.6219 | 16.8127 | 16812.6865
E02000655 | Lewisham 003 | 172.9812 | 5922.6575 | 0 | 0 | 504908.9925 | 485.4542 | 11447.2243 | 163.4376 | 0 | 0 | 137.2699 | 0 | 0 | 0 | 0 | 0 | 4802.3448 | 528.0404 | 528040.3621
E02000656 | Lewisham 004 | 210.6711 | 6831.2945 | 193702.0441 | 0 | 0 | 506.6567 | 1152.3034 | 163.4376 | 0 | 0 | 0 | 0 | 0 | 0 | 0 | 8463.2549 | 4887.8567 | 215.9175 | 215917.5189
E02000657 | Lewisham 005 | 112.2266 | 3120.5923 | 0 | 0 | 0 | 443.3246 | 1197.789 | 163.4376 | 0 | 0 | 137.2699 | 0 | 0 | 0 | 0 | 0 | 4956.8362 | 10.1315 | 10131.4763
E02000658 | Lewisham 006 | 155.0555 | 5308.9016 | 0 | 0 | 0 | 487.6571 | 1167.4653 | 163.4376 | 0 | 0 | 0 | 0 | 0 | 0 | 0 | 0 | 4673.507 | 11.956 | 11956.0241
E02000659 | Lewisham 007 | 460.6977 | 15773.7006 | 0 | 0 | 0 | 601.6548 | 11447.2243 | 163.4376 | 0 | 0 | 0 | 0 | 0 | 0 | 0 | 0 | 4199.7714 | 32.6465 | 32646.4864
E02000660 | Lewisham 008 | 103.5023 | 3543.7883 | 0 | 0 | 0 | 468.6575 | 1076.4939 | 0 | 0 | 0 | 0 | 0 | 0 | 0 | 0 | 0 | 4374.2155 | 9.5667 | 9566.6576
E02000661 | Lewisham 009 | 962.5789 | 32670.5918 | 0 | 0 | 0 | 481.3239 | 13569.8884 | 0 | 0 | 0 | 137.2699 | 0 | 0 | 0 | 0 | 0 | 3327.5507 | 51.1492 | 51149.2035
E02000662 | Lewisham 010 | 142.9898 | 4086.2581 | 0 | 0 | 0 | 322.9936 | 970.3607 | 163.4376 | 0 | 0 | 0 | 0 | 0 | 0 | 0 | 0 | 4216.3037 | 9.9023 | 9902.3437
E02000663 | Lewisham 011 | 158.7523 | 5435.4779 | 0 | 0 | 0 | 485.4542 | 5518.9267 | 0 | 0 | 0 | 137.2699 | 0 | 0 | 0 | 0 | 0 | 3919.8626 | 15.6557 | 15655.7437
E02000664 | Lewisham 012 | 343.718 | 11573.3847 | 0 | 0 | 0 | 550.9892 | 6701.5538 | 326.8753 | 0 | 0 | 1762.1369 | 0 | 0 | 0 | 0 | 0 | 5168.9056 | 26.4276 | 26427.5634
E02000665 | Lewisham 013 | 74.6866 | 2447.6363 | 24494.594 | 0 | 0 | 538.3227 | 5026.1654 | 0 | 0 | 0 | 0 | 0 | 0 | 0 | 0 | 2008.56 | 7626.5158 | 42.2165 | 42216.4808
E02000666 | Lewisham 014 | 281.7242 | 9645.8782 | 0 | 0 | 0 | 485.4542 | 1319.0841 | 0 | 0 | 0 | 0 | 0 | 0 | 0 | 0 | 0 | 4168.9871 | 15.9011 | 15901.1279
E02000667 | Lewisham 015 | 127.3289 | 4359.5795 | 0 | 0 | 0 | 443.3246 | 1319.0841 | 163.4376 | 0 | 0 | 0 | 0 | 0 | 0 | 0 | 0 | 3583.5161 | 9.9963 | 9996.2708
E02000668 | Lewisham 016 | 39.5484 | 1354.0881 | 0 | 0 | 0 | 485.4542 | 5568.2028 | 0 | 0 | 0 | 0 | 0 | 0 | 0 | 0 | 0 | 0 | 7.4473 | 7447.2935
E02000669 | Lewisham 017 | 24.0805 | 824.4846 | 0 | 0 | 0 | 474.9907 | 1303.9222 | 0 | 0 | 0 | 137.2699 | 0 | 0 | 0 | 0 | 0 | 4141.0533 | 6.9058 | 6905.8011
E02000670 | Lewisham 018 | 210.793 | 6987.7761 | 0 | 0 | 0 | 430.6582 | 5913.1357 | 0 | 0 | 0 | 0 | 0 | 0 | 0 | 0 | 0 | 8041.5332 | 21.5839 | 21583.8962
E02000671 | Lewisham 019 | 219.8117 | 7412.3631 | 0 | 0 | 0 | 474.9907 | 1258.4366 | 163.4376 | 0 | 0 | 0 | 0 | 0 | 0 | 0 | 0 | 0 | 9.529 | 9529.0397
E02000672 | Lewisham 020 | 398.5922 | 13642.4202 | 0 | 0 | 0 | 443.3246 | 5026.1654 | 490.3129 | 0 | 0 | 2723.0265 | 0 | 0 | 0 | 0 | 0 | 4595.9762 | 27.3198 | 27319.8179
E02000673 | Lewisham 021 | 111.6006 | 3821.0634 | 0 | 0 | 0 | 411.6586 | 5272.546 | 163.4376 | 0 | 0 | 274.5399 | 0 | 0 | 0 | 0 | 0 | 0 | 10.0548 | 10054.8462
E02000674 | Lewisham 022 | 17.9664 | 151.6134 | 0 | 0 | 0 | 485.4542 | 1106.8177 | 0 | 0 | 0 | 0 | 0 | 0 | 0 | 0 | 0 | 0 | 1.7619 | 1761.8517
E02000675 | Lewisham 023 | 281.3992 | 8080.7137 | 0 | 0 | 0 | 485.4542 | 1182.6271 | 0 | 0 | 0 | 137.2699 | 0 | 0 | 0 | 0 | 0 | 4566.9022 | 14.7344 | 14734.3664
E02000676 | Lewisham 024 | 44.1289 | 1372.1704 | 32846.0798 | 0 | 0 | 557.3224 | 1167.4653 | 0 | 0 | 0 | 137.2699 | 0 | 0 | 0 | 0 | 1779.3463 | 0 | 37.9038 | 37903.783
E02000677 | Lewisham 025 | 38.9594 | 1147.1845 | 0 | 0 | 0 | 449.6578 | 1440.3792 | 0 | 0 | 0 | 0 | 0 | 0 | 0 | 0 | 0 | 8402.9633 | 11.4791 | 11479.1442
E02000678 | Lewisham 026 | 208.782 | 6541.9772 | 0 | 0 | 0 | 485.4542 | 5011.6724 | 0 | 0 | 0 | 0 | 0 | 0 | 0 | 0 | 0 | 0 | 12.2479 | 12247.8858
E02000679 | Lewisham 027 | 243.8109 | 7880.0694 | 0 | 0 | 0 | 485.4542 | 1243.2747 | 0 | 0 | 0 | 0 | 0 | 0 | 0 | 0 | 0 | 4202.6218 | 14.0552 | 14055.2311
E02000680 | Lewisham 028 | 163.6578 | 5603.4349 | 160765.5273 | 0 | 0 | 398.9922 | 1197.789 | 326.8753 | 0 | 0 | 0 | 0 | 0 | 0 | 0 | 10753.6333 | 0 | 179.2099 | 179209.9098
E02000681 | Lewisham 029 | 669.7234 | 18413.7203 | 0 | 0 | 0 | 485.4542 | 11674.6526 | 326.8753 | 0 | 0 | 0 | 0 | 0 | 0 | 0 | 0 | 8855.0359 | 40.4255 | 40425.4616
E02000682 | Lewisham 030 | 307.5312 | 10011.0021 | 35690.7023 | 0 | 0 | 485.4542 | 5011.6724 | 163.4376 | 0 | 0 | 0 | 0 | 0 | 0 | 0 | 3310.8001 | 0 | 54.9806 | 54980.6
E02000683 | Lewisham 031 | 128.1249 | 3569.9974 | 0 | 0 | 0 | 481.3239 | 6110.2402 | 0 | 0 | 0 | 0 | 0 | 0 | 0 | 0 | 0 | 3709.5035 | 13.9992 | 13999.1898
E02000684 | Lewisham 032 | 240.0328 | 8170.0821 | 0 | 0 | 0 | 485.4542 | 5124.7176 | 326.8753 | 0 | 0 | 274.5399 | 0 | 0 | 0 | 0 | 0 | 7616.2544 | 22.238 | 22237.9563
E02000685 | Lewisham 033 | 319.8 | 10143.8376 | 0 | 0 | 0 | 485.4542 | 1440.3792 | 326.8753 | 0 | 0 | 274.5399 | 0 | 0 | 0 | 0 | 0 | 0 | 12.9909 | 12990.8862
E02000686 | Lewisham 034 | 1246.7406 | 41806.3397 | 0 | 0 | 0 | 468.6575 | 1288.7603 | 326.8753 | 0 | 0 | 137.2699 | 0 | 0 | 0 | 0 | 0 | 3792.165 | 49.0668 | 49066.8084
E02000687 | Lewisham 035 | 44.3219 | 960.4497 | 0 | 0 | 0 | 506.6567 | 1303.9222 | 0 | 0 | 0 | 549.0797 | 0 | 0 | 0 | 0 | 0 | 0 | 3.3644 | 3364.4303
E02000688 | Lewisham 036 | 808.2445 | 27152.0048 | 0 | 0 | 0 | 485.4542 | 6750.8299 | 0 | 0 | 0 | 137.2699 | 0 | 0 | 0 | 0 | 0 | 4091.4564 | 39.4253 | 39425.2598
E02000689 | Merton 001 | 95.7023 | 1712.9527 | 411163.9776 | 0 | 0 | 713.8934 | 12281.128 | 163.4376 | 0 | 0 | 0 | 0 | 0 | 0 | 58798.317 | 29150.2591 | 4770.9905 | 518.8507 | 518850.6583
E02000690 | Merton 002 | 457.8394 | 15283.9376 | 0 | 0 | 0 | 20499.269 | 6333.1561 | 163.4376 | 0 | 0 | 0 | 0 | 0 | 0 | 0 | 0 | 0 | 42.7376 | 42737.6396
E02000691 | Merton 003 | 41.0774 | 1246.1317 | 0 | 0 | 0 | 7853.1789 | 19331.4052 | 0 | 0 | 0 | 549.0797 | 0 | 0 | 0 | 0 | 0 | 0 | 29.0209 | 29020.873
E02000692 | Merton 004 | 34.0438 | 1165.6146 | 0 | 0 | 0 | 9423.8147 | 16071.5996 | 163.4376 | 0 | 0 | 274.5399 | 0 | 0 | 0 | 0 | 0 | 0 | 27.1331 | 27133.0502
E02000693 | Merton 005 | 272.157 | 9318.3099 | 0 | 0 | 0 | 588.9884 | 15465.1242 | 326.8753 | 0 | 0 | 137.2699 | 0 | 0 | 0 | 0 | 0 | 5322.2568 | 31.431 | 31430.9815
E02000694 | Merton 006 | 85.4141 | 2850.0529 | 0 | 0 | 0 | 4521.9111 | 6898.6583 | 163.4376 | 0 | 0 | 137.2699 | 0 | 0 | 0 | 0 | 0 | 5306.2946 | 19.963 | 19963.0385
E02000695 | Merton 007 | 53.0766 | 401.2886 | 0 | 0 | 0 | 713.8934 | 1425.2173 | 0 | 0 | 0 | 0 | 0 | 0 | 0 | 0 | 0 | 4900.3984 | 7.4939 | 7493.8742
E02000696 | Merton 008 | 93.7422 | 2823.6249 | 51954.4948 | 0 | 0 | 713.8934 | 1288.7603 | 0 | 0 | 0 | 0 | 0 | 0 | 0 | 0 | 2779.4512 | 5034.937 | 64.6889 | 64688.9039
E02000697 | Merton 009 | 184.925 | 6331.5963 | 92084.6058 | 0 | 0 | 8309.1699 | 12584.3657 | 163.4376 | 0 | 0 | 686.3497 | 0 | 0 | 184.8626 | 0 | 4080.8325 | 13874.0107 | 138.4842 | 138484.1559
E02000698 | Merton 010 | 664.2594 | 20477.192 | 0 | 0 | 0 | 4559.9103 | 6333.1561 | 0 | 0 | 0 | 0 | 0 | 0 | 0 | 0 | 0 | 0 | 32.0345 | 32034.5178
E02000699 | Merton 011 | 157.4625 | 5391.3153 | 24732.6197 | 0 | 0 | 595.3216 | 5124.7176 | 0 | 0 | 0 | 0 | 0 | 0 | 0 | 0 | 3733.1373 | 4804.6251 | 44.5392 | 44539.1992
E02000700 | Merton 012 | 182.9344 | 4284.1205 | 0 | 0 | 0 | 563.6556 | 6333.1561 | 0 | 0 | 0 | 0 | 0 | 0 | 0 | 0 | 0 | 4961.9669 | 16.3258 | 16325.8335
E02000701 | Merton 013 | 290.4688 | 8631.8769 | 0 | 0 | 0 | 3951.9223 | 5223.2699 | 163.4376 | 0 | 0 | 0 | 0 | 0 | 0 | 0 | 0 | 5212.8016 | 23.4738 | 23473.7771
E02000702 | Merton 014 | 1060.8305 | 36321.4832 | 0 | 0 | 0 | 713.8934 | 5075.4415 | 0 | 0 | 712.8802 | 0 | 0 | 0 | 0 | 0 | 0 | 4542.3888 | 48.4269 | 48426.9175
E02000703 | Merton 015 | 165.6712 | 5672.3695 | 0 | 0 | 0 | 4103.9193 | 1258.4366 | 0 | 0 | 0 | 137.2699 | 0 | 0 | 0 | 0 | 0 | 4564.6219 | 15.9023 | 15902.2884
E02000704 | Merton 016 | 805.8172 | 25130.957 | 0 | 0 | 0 | 3875.9238 | 5716.0312 | 326.8753 | 0 | 0 | 1624.867 | 0 | 0 | 0 | 0 | 0 | 19082.2517 | 56.5627 | 56562.7231
E02000705 | Merton 017 | 375.1109 | 12189.227 | 0 | 0 | 0 | 713.8934 | 5371.0983 | 0 | 0 | 0 | 0 | 0 | 0 | 0 | 0 | 0 | 5038.9276 | 23.6883 | 23688.2571
E02000706 | Merton 018 | 139.5367 | 4777.5594 | 0 | 0 | 0 | 512.9899 | 1485.8649 | 163.4376 | 0 | 0 | 2036.6768 | 0 | 0 | 0 | 0 | 0 | 5106.767 | 14.2228 | 14222.8323
E02000707 | Merton 019 | 715.8023 | 24061.6655 | 0 | 0 | 0 | 713.8934 | 6333.1561 | 0 | 0 | 0 | 0 | 0 | 0 | 0 | 0 | 0 | 4419.8219 | 36.2443 | 36244.3392
E02000708 | Merton 020 | 794.8281 | 26807.7451 | 0 | 0 | 0 | 614.3213 | 15313.5053 | 0 | 0 | 0 | 0 | 0 | 0 | 0 | 0 | 0 | 4987.0504 | 48.5175 | 48517.4501
E02000709 | Merton 021 | 610.2281 | 19311.5774 | 0 | 0 | 0 | 713.8934 | 1167.4653 | 0 | 0 | 0 | 0 | 0 | 0 | 0 | 0 | 0 | 14432.688 | 36.2359 | 36235.8521
E02000710 | Merton 022 | 219.8957 | 7460.7914 | 0 | 0 | 0 | 443.3246 | 1501.0268 | 163.4376 | 0 | 0 | 0 | 0 | 0 | 0 | 0 | 0 | 40789.7167 | 50.5782 | 50578.1929
E02000711 | Merton 023 | 280.3347 | 9598.3015 | 0 | 0 | 0 | 405.3254 | 5173.9937 | 0 | 0 | 0 | 549.0797 | 0 | 0 | 0 | 0 | 0 | 0 | 16.007 | 16007.035
E02000712 | Merton 024 | 941.3625 | 30896.0896 | 0 | 0 | 0 | 607.988 | 1152.3034 | 0 | 0 | 0 | 0 | 0 | 0 | 0 | 0 | 0 | 0 | 33.5977 | 33597.7435
E02000713 | Merton 025 | 289.1383 | 9899.7262 | 0 | 0 | 0 | 455.991 | 5075.4415 | 0 | 0 | 712.8802 | 0 | 0 | 0 | 0 | 0 | 0 | 4209.4627 | 20.6426 | 20642.64
E02000714 | Newham 001 | 28.3258 | 969.8386 | 0 | 0 | 0 | 316.6604 | 1015.8464 | 0 | 0 | 0 | 274.5399 | 0 | 0 | 0 | 0 | 0 | 0 | 2.6052 | 2605.2111
E02000715 | Newham 002 | 42.1789 | 1444.152 | 0 | 0 | 0 | 538.9561 | 1470.703 | 0 | 0 | 0 | 0 | 0 | 0 | 0 | 0 | 0 | 3329.2609 | 6.8253 | 6825.2508
E02000716 | Newham 003 | 26.5586 | 50.4219 | 0 | 0 | 0 | 538.9561 | 1258.4366 | 0 | 0 | 712.8802 | 274.5399 | 0 | 0 | 0 | 0 | 0 | 10370.8757 | 13.2327 | 13232.6689
E02000717 | Newham 004 | 27.7266 | 949.3222 | 0 | 0 | 0 | 462.3242 | 1455.5411 | 0 | 0 | 0 | 0 | 0 | 0 | 0 | 0 | 0 | 0 | 2.8949 | 2894.9141
E02000718 | Newham 005 | 316.1539 | 10513.4821 | 0 | 0 | 0 | 538.9561 | 325.9806 | 0 | 0 | 0 | 0 | 0 | 0 | 0 | 0 | 0 | 11832.558 | 23.5271 | 23527.1307
E02000719 | Newham 006 | 45.7234 | 1565.5122 | 0 | 0 | 0 | 538.9561 | 1410.0554 | 0 | 0 | 0 | 0 | 0 | 0 | 0 | 0 | 0 | 0 | 3.5602 | 3560.2472
E02000720 | Newham 007 | 5.2711 | 180.4755 | 0 | 0 | 0 | 538.9561 | 5075.4415 | 0 | 0 | 0 | 0 | 0 | 0 | 0 | 0 | 0 | 0 | 5.8001 | 5800.1442
E02000721 | Newham 008 | 17.7023 | 606.1057 | 0 | 0 | 0 | 563.6556 | 1228.1128 | 0 | 0 | 0 | 0 | 0 | 0 | 0 | 0 | 0 | 0 | 2.4156 | 2415.5764
E02000722 | Newham 009 | 16.4328 | 562.6386 | 0 | 0 | 0 | 550.9892 | 1303.9222 | 163.4376 | 0 | 0 | 0 | 0 | 0 | 0 | 0 | 0 | 0 | 2.5974 | 2597.4204
E02000723 | Newham 010 | 116.5633 | 3990.9782 | 0 | 0 | 0 | 525.6563 | 5568.2028 | 0 | 0 | 0 | 823.6196 | 0 | 0 | 0 | 0 | 0 | 0 | 11.025 | 11025.0202
E02000724 | Newham 011 | 10.4812 | 358.8646 | 0 | 0 | 0 | 538.9561 | 1439.8901 | 0 | 0 | 0 | 0 | 0 | 0 | 0 | 0 | 0 | 0 | 2.3482 | 2348.1921
E02000725 | Newham 012 | 34.5414 | 1182.6537 | 0 | 0 | 0 | 4179.9178 | 7243.5912 | 163.4376 | 0 | 0 | 549.0797 | 0 | 0 | 0 | 0 | 0 | 0 | 13.3532 | 13353.2216
E02000726 | Newham 013 | 844.5938 | 27411.7643 | 0 | 0 | 0 | 4103.9193 | 5814.5834 | 0 | 0 | 635.7787 | 137.2699 | 0 | 0 | 0 | 0 | 0 | 25006.5118 | 63.9544 | 63954.4213
E02000727 | Newham 014 | 17.5398 | 543.8608 | 0 | 0 | 0 | 487.6571 | 5617.4789 | 0 | 0 | 0 | 0 | 0 | 0 | 0 | 0 | 0 | 0 | 6.6665 | 6666.5366
E02000728 | Newham 015 | 221.4266 | 7581.3633 | 0 | 0 | 0 | 538.9561 | 1439.8901 | 0 | 0 | 0 | 0 | 0 | 0 | 0 | 0 | 0 | 4101.1477 | 13.8828 | 13882.7838
E02000729 | Newham 016 | 0 | 0 | 0 | 0 | 0 | 538.9561 | 955.1988 | 0 | 0 | 0 | 0 | 0 | 0 | 0 | 0 | 0 | 0 | 1.4942 | 1494.1549
E02000730 | Newham 017 | 0 | 0 | 0 | 0 | 0 | 449.6578 | 5124.7176 | 0 | 7789.7311 | 0 | 274.5399 | 0 | 0 | 0 | 0 | 0 | 0 | 13.6386 | 13638.6464
E02000731 | Newham 018 | 38.5938 | 1321.4008 | 0 | 0 | 0 | 449.6578 | 7145.039 | 0 | 0 | 0 | 137.2699 | 0 | 0 | 0 | 0 | 0 | 0 | 9.092 | 9091.9613
E02000732 | Newham 019 | 92.3102 | 3160.5821 | 0 | 0 | 0 | 538.9561 | 5026.1654 | 0 | 0 | 0 | 0 | 0 | 0 | 0 | 0 | 0 | 0 | 8.818 | 8818.0137
E02000733 | Newham 020 | 118.6656 | 4062.9598 | 0 | 0 | 0 | 512.9899 | 1439.8901 | 0 | 0 | 0 | 0 | 0 | 0 | 0 | 0 | 0 | 11052.6901 | 17.1872 | 17187.1955
E02000734 | Newham 021 | 39.8023 | 1362.7815 | 0 | 0 | 0 | 538.9561 | 1258.4366 | 163.4376 | 0 | 0 | 0 | 0 | 0 | 0 | 0 | 0 | 0 | 3.3634 | 3363.4142
E02000735 | Newham 022 | 100.5875 | 2404.9495 | 0 | 0 | 0 | 538.3227 | 1273.5985 | 0 | 0 | 0 | 0 | 0 | 0 | 0 | 0 | 0 | 0 | 4.3175 | 4317.4582
E02000736 | Newham 023 | 596.0602 | 16752.2326 | 0 | 0 | 0 | 398.9922 | 5173.9937 | 0 | 0 | 0 | 0 | 0 | 0 | 0 | 0 | 0 | 12558.2685 | 35.4795 | 35479.5472
E02000737 | Newham 024 | 259.025 | 8868.6859 | 18442.9524 | 0 | 0 | 449.6578 | 1319.0841 | 163.4376 | 0 | 0 | 0 | 0 | 0 | 0 | 0 | 2783.776 | 0 | 32.2866 | 32286.6189
E02000738 | Newham 025 | 18.4742 | 632.5337 | 0 | 0 | 0 | 538.9561 | 1152.3034 | 0 | 0 | 0 | 0 | 0 | 0 | 0 | 0 | 0 | 0 | 2.3423 | 2342.2674
E02000739 | Newham 026 | 93.8031 | 3211.6994 | 0 | 0 | 0 | 506.6567 | 1258.4366 | 0 | 0 | 635.7787 | 0 | 0 | 0 | 0 | 0 | 0 | 22589.9473 | 28.2963 | 28296.3218
E02000740 | Newham 027 | 364.1625 | 12468.4599 | 0 | 0 | 0 | 538.9561 | 909.7132 | 0 | 0 | 712.8802 | 0 | 0 | 0 | 0 | 0 | 0 | 3110.3506 | 18.1045 | 18104.5224
E02000741 | Newham 028 | 264.1742 | 9044.9885 | 0 | 0 | 0 | 531.9895 | 4976.8892 | 0 | 0 | 0 | 0 | 0 | 0 | 0 | 0 | 0 | 7316.3928 | 22.1344 | 22134.4344
E02000742 | Newham 029 | 177.8461 | 6089.2236 | 0 | 0 | 0 | 538.9561 | 1439.8901 | 0 | 0 | 0 | 0 | 0 | 0 | 0 | 0 | 0 | 12202.5393 | 20.4485 | 20448.4551
E02000743 | Newham 030 | 67.1328 | 2298.5419 | 0 | 0 | 0 | 544.656 | 1258.4366 | 163.4376 | 0 | 0 | 0 | 0 | 0 | 0 | 0 | 0 | 3476.3412 | 7.8085 | 7808.5462
E02000744 | Newham 031 | 89.6594 | 3069.8227 | 0 | 0 | 0 | 455.991 | 1455.5411 | 163.4376 | 0 | 0 | 0 | 0 | 0 | 0 | 0 | 0 | 3253.4404 | 8.4879 | 8487.8923
E02000745 | Newham 032 | 211.0266 | 7225.2805 | 0 | 0 | 0 | 538.9561 | 1000.6845 | 0 | 0 | 0 | 0 | 0 | 0 | 0 | 0 | 0 | 3813.828 | 12.7898 | 12789.7756
E02000746 | Newham 033 | 1989.9242 | 67592.4333 | 0 | 616931.779 | 91364.4844 | 4711.9073 | 12660.1752 | 0 | 0 | 0 | 3387.0039 | 0 | 5656613.5683 | 0 | 0 | 0 | 3432.4452 | 6458.6837 | 6458683.7209
E02000747 | Newham 034 | 475.4953 | 16280.3535 | 412945.6198 | 225096.7302 | 980.1967 | 538.9561 | 5617.4789 | 326.8753 | 0 | 0 | 0 | 0 | 0 | 0 | 58798.317 | 15467.5769 | 4086.8958 | 740.6145 | 740614.4953
E02000748 | Newham 035 | 988.6297 | 32592.0032 | 0 | 0 | 0 | 538.9561 | 1439.8901 | 0 | 0 | 0 | 549.0797 | 0 | 0 | 0 | 0 | 0 | 3135.4341 | 39.244 | 39243.9929
E02000749 | Newham 036 | 370.2359 | 11784.8088 | 0 | 0 | 0 | 538.9561 | 1273.5985 | 0 | 0 | 0 | 0 | 0 | 0 | 0 | 0 | 0 | 3648.5051 | 17.6161 | 17616.1044
E02000750 | Newham 037 | 959.4203 | 32849.3287 | 63214.8757 | 0 | 13652.7392 | 5205.8976 | 1439.8901 | 0 | 7789.7311 | 635.7787 | 0 | 0 | 0 | 0 | 0 | 2267.9398 | 3899.9099 | 131.9155 | 131915.5111
E02000751 | Redbridge 001 | 700.375 | 23829.0295 | 0 | 0 | 0 | 599.6549 | 1440.3792 | 0 | 0 | 0 | 0 | 0 | 0 | 0 | 0 | 0 | 5645.4915 | 32.2149 | 32214.9301
E02000752 | Redbridge 002 | 2719.0109 | 93095.469 | 0 | 0 | 0 | 500.3235 | 1319.0841 | 0 | 0 | 0 | 0 | 0 | 0 | 0 | 0 | 0 | 0 | 97.6339 | 97633.8875
E02000753 | Redbridge 003 | 95.3164 | 3263.5123 | 0 | 0 | 0 | 599.6549 | 5128.6597 | 0 | 0 | 0 | 137.2699 | 0 | 0 | 0 | 0 | 0 | 0 | 9.2244 | 9224.4132
E02000754 | Redbridge 004 | 619.7953 | 21221.0015 | 0 | 0 | 0 | 599.6549 | 5173.9937 | 0 | 0 | 0 | 0 | 0 | 0 | 0 | 0 | 0 | 3684.9901 | 31.2994 | 31299.4356
E02000755 | Redbridge 005 | 765.182 | 25691.1614 | 0 | 0 | 0 | 468.6575 | 1334.246 | 0 | 0 | 0 | 274.5399 | 0 | 0 | 0 | 0 | 0 | 13519.4216 | 42.0532 | 42053.2083
E02000756 | Redbridge 006 | 2082.6102 | 68510.4592 | 0 | 0 | 0 | 550.9892 | 6011.688 | 326.8753 | 0 | 0 | 137.2699 | 0 | 0 | 0 | 0 | 0 | 0 | 77.6199 | 77619.8917
E02000757 | Redbridge 007 | 199.5602 | 6414.7055 | 63133.289 | 0 | 0 | 4103.9193 | 6750.8299 | 490.3129 | 0 | 0 | 686.3497 | 0 | 0 | 0 | 0 | 2161.9743 | 0 | 83.9409 | 83940.9407
E02000758 | Redbridge 008 | 424.5617 | 14536.4521 | 0 | 0 | 0 | 599.6549 | 5128.6597 | 163.4376 | 0 | 0 | 0 | 0 | 0 | 0 | 0 | 0 | 0 | 20.8528 | 20852.7661
E02000759 | Redbridge 009 | 1084.4945 | 34985.4774 | 0 | 0 | 0 | 4103.9193 | 1394.8936 | 0 | 0 | 0 | 0 | 0 | 0 | 0 | 0 | 0 | 13809.5917 | 55.3784 | 55378.3765
E02000760 | Redbridge 010 | 201.7742 | 5328.0272 | 459117.9391 | 0 | 0 | 599.6549 | 5128.6597 | 0 | 0 | 0 | 274.5399 | 0 | 0 | 0 | 0 | 12700.9218 | 0 | 483.3515 | 483351.5167
E02000761 | Redbridge 011 | 265.9516 | 9105.8425 | 0 | 0 | 0 | 417.9918 | 5128.6597 | 0 | 0 | 0 | 0 | 0 | 0 | 0 | 0 | 0 | 0 | 14.9184 | 14918.4456
E02000762 | Redbridge 012 | 53.2695 | 1823.8809 | 0 | 0 | 0 | 599.6549 | 1410.0554 | 0 | 0 | 0 | 0 | 0 | 0 | 0 | 0 | 0 | 0 | 3.8869 | 3886.8607
E02000763 | Redbridge 013 | 2332.7078 | 78563.5374 | 0 | 0 | 0 | 599.6549 | 6110.2402 | 163.4376 | 0 | 0 | 137.2699 | 0 | 0 | 0 | 0 | 0 | 0 | 87.9068 | 87906.8479
E02000764 | Redbridge 014 | 427.5375 | 14638.3391 | 0 | 0 | 0 | 21643.4142 | 6603.0015 | 163.4376 | 0 | 0 | 274.5399 | 0 | 0 | 0 | 0 | 0 | 0 | 43.7503 | 43750.2698
E02000765 | Redbridge 015 | 42.0773 | 1440.6746 | 0 | 0 | 0 | 599.6549 | 4927.6131 | 0 | 0 | 0 | 1762.1369 | 0 | 0 | 0 | 0 | 0 | 0 | 8.7722 | 8772.1569
E02000766 | Redbridge 016 | 465.3594 | 15365.4573 | 0 | 0 | 0 | 4483.9118 | 5128.6597 | 0 | 0 | 0 | 1624.867 | 0 | 0 | 0 | 58798.317 | 0 | 3699.8122 | 89.5664 | 89566.3844
E02000767 | Redbridge 017 | 95.8141 | 3280.5514 | 0 | 0 | 0 | 557.3224 | 7145.039 | 0 | 0 | 0 | 0 | 0 | 0 | 0 | 0 | 0 | 0 | 11.0787 | 11078.7268
E02000768 | Redbridge 018 | 610.8543 | 15843.4766 | 0 | 0 | 0 | 599.6549 | 5128.6597 | 326.8753 | 0 | 0 | 0 | 0 | 0 | 0 | 0 | 0 | 13911.0658 | 36.4206 | 36420.5866
E02000769 | Redbridge 019 | 148.4437 | 4560.2237 | 0 | 0 | 0 | 599.6549 | 5272.546 | 0 | 0 | 0 | 0 | 0 | 0 | 0 | 0 | 0 | 0 | 10.5809 | 10580.8684
E02000770 | Redbridge 020 | 598.0508 | 19923.2468 | 0 | 0 | 0 | 468.6575 | 1031.0083 | 163.4376 | 0 | 0 | 0 | 0 | 0 | 0 | 0 | 0 | 0 | 22.1844 | 22184.401
E02000771 | Redbridge 021 | 5.718 | 195.776 | 0 | 0 | 0 | 599.6549 | 1501.0268 | 0 | 0 | 0 | 0 | 0 | 0 | 0 | 0 | 0 | 0 | 2.3022 | 2302.1756
E02000772 | Redbridge 022 | 501.0586 | 16245.9275 | 0 | 0 | 0 | 601.6548 | 7342.1435 | 326.8753 | 0 | 336.2309 | 1624.867 | 0 | 0 | 0 | 0 | 0 | 0 | 26.9788 | 26978.7576
E02000773 | Redbridge 023 | 27.6041 | 413.0906 | 0 | 0 | 0 | 493.9903 | 1273.5985 | 326.8753 | 0 | 0 | 0 | 0 | 0 | 0 | 0 | 0 | 0 | 2.5352 | 2535.1587
E02000774 | Redbridge 024 | 55.5648 | 1902.4694 | 0 | 0 | 0 | 563.6556 | 1349.4079 | 163.4376 | 0 | 0 | 0 | 0 | 0 | 0 | 0 | 0 | 0 | 4.0345 | 4034.5354
E02000775 | Redbridge 025 | 14.0016 | 479.3981 | 0 | 0 | 0 | 599.6549 | 5128.6597 | 0 | 0 | 0 | 0 | 0 | 0 | 0 | 0 | 0 | 0 | 6.2217 | 6221.7144
E02000776 | Redbridge 026 | 2.3061 | 78.9596 | 0 | 0 | 0 | 531.9895 | 1470.703 | 0 | 0 | 0 | 0 | 0 | 0 | 0 | 0 | 0 | 0 | 2.084 | 2083.9583
E02000777 | Redbridge 027 | 2166.4937 | 73088.8706 | 0 | 0 | 0 | 599.6549 | 5128.6597 | 0 | 0 | 712.8802 | 0 | 0 | 0 | 0 | 0 | 0 | 15015.8787 | 96.7124 | 96712.4378
E02000778 | Redbridge 028 | 510.9609 | 15068.1421 | 0 | 0 | 0 | 4179.9178 | 1349.4079 | 0 | 0 | 0 | 0 | 0 | 0 | 0 | 0 | 0 | 0 | 21.1084 | 21108.4287
E02000779 | Redbridge 029 | 292.3375 | 10008.9157 | 0 | 0 | 0 | 525.6563 | 1303.9222 | 0 | 0 | 0 | 823.6196 | 0 | 0 | 0 | 0 | 0 | 29682.2991 | 42.6368 | 42636.7504
E02000780 | Redbridge 030 | 90.3398 | 3085.8186 | 0 | 0 | 0 | 544.656 | 6800.1061 | 163.4376 | 0 | 0 | 137.2699 | 0 | 0 | 0 | 0 | 0 | 0 | 10.8216 | 10821.6281
E02000781 | Redbridge 031 | 342.5805 | 10778.8055 | 0 | 0 | 0 | 335.6601 | 1394.8936 | 0 | 0 | 0 | 0 | 0 | 0 | 0 | 0 | 0 | 0 | 12.8519 | 12851.9396
E02000782 | Redbridge 032 | 167.0602 | 5296.3831 | 0 | 0 | 0 | 582.6552 | 5568.2028 | 163.4376 | 0 | 0 | 137.2699 | 0 | 0 | 0 | 0 | 0 | 12898.6056 | 24.8136 | 24813.6145
E02000783 | Redbridge 033 | 196.4828 | 5836.7665 | 0 | 0 | 0 | 599.6549 | 1046.1702 | 0 | 0 | 0 | 0 | 0 | 0 | 0 | 0 | 0 | 0 | 7.6791 | 7679.0743
E02000784 | Richmond upon Thames 001 | 1514.8758 | 50551.5789 | 0 | 0 | 0 | 8157.1729 | 15313.5053 | 0 | 0 | 0 | 137.2699 | 0 | 0 | 0 | 0 | 0 | 0 | 75.6744 | 75674.4029
E02000785 | Richmond upon Thames 002 | 23.075 | 364.0807 | 0 | 0 | 0 | 8461.167 | 6455.1731 | 163.4376 | 0 | 0 | 137.2699 | 0 | 0 | 0 | 0 | 0 | 5581.0726 | 21.1853 | 21185.276
E02000786 | Richmond upon Thames 003 | 830.4461 | 28022.0429 | 71668.8862 | 17507.5235 | 0 | 8866.4923 | 11750.462 | 326.8753 | 0 | 0 | 137.2699 | 0 | 0 | 0 | 0 | 2029.7106 | 6583.2714 | 147.723 | 147722.9802
E02000787 | Richmond upon Thames 004 | 276.7273 | 7099.7475 | 0 | 0 | 0 | 3913.923 | 15161.8864 | 163.4376 | 0 | 712.8802 | 137.2699 | 0 | 0 | 0 | 0 | 0 | 11492.2209 | 38.9581 | 38958.093
E02000788 | Richmond upon Thames 005 | 161.2102 | 3634.2 | 0 | 0 | 0 | 5509.8917 | 11371.4148 | 0 | 0 | 0 | 274.5399 | 0 | 0 | 0 | 0 | 0 | 0 | 20.9513 | 20951.2565
E02000789 | Richmond upon Thames 006 | 28.7016 | 204.4694 | 0 | 0 | 0 | 21071.3416 | 13190.8412 | 0 | 0 | 0 | 0 | 0 | 0 | 0 | 0 | 0 | 3722.0453 | 38.2174 | 38217.399
E02000790 | Richmond upon Thames 007 | 111.1398 | 3555.9591 | 0 | 0 | 0 | 7903.8446 | 1379.7317 | 0 | 0 | 0 | 137.2699 | 0 | 0 | 0 | 0 | 0 | 0 | 13.0879 | 13087.9451
E02000791 | Richmond upon Thames 008 | 324.4078 | 11005.4217 | 0 | 0 | 0 | 22120.1414 | 22439.5919 | 490.3129 | 0 | 0 | 549.0797 | 0 | 0 | 0 | 0 | 0 | 3538.4799 | 60.4674 | 60467.4353
E02000792 | Richmond upon Thames 009 | 426.0731 | 14588.1984 | 0 | 0 | 0 | 8866.4923 | 7194.3151 | 0 | 0 | 0 | 0 | 0 | 0 | 0 | 0 | 0 | 11887.8557 | 42.9629 | 42962.9346
E02000793 | Richmond upon Thames 010 | 194.8578 | 6671.6831 | 0 | 0 | 0 | 1011.7301 | 6504.4493 | 0 | 0 | 0 | 274.5399 | 0 | 0 | 0 | 0 | 0 | 4580.5841 | 19.2378 | 19237.8443
E02000794 | Richmond upon Thames 011 | 450.0844 | 14671.0264 | 0 | 0 | 0 | 7853.1789 | 11499.0939 | 163.4376 | 0 | 0 | 0 | 0 | 0 | 0 | 0 | 0 | 3784.7539 | 38.4216 | 38421.5751
E02000795 | Richmond upon Thames 012 | 4.4891 | 0 | 0 | 0 | 0 | 5319.8954 | 6603.0015 | 0 | 0 | 0 | 0 | 0 | 0 | 0 | 0 | 0 | 4052.691 | 15.9801 | 15980.077
E02000796 | Richmond upon Thames 013 | 310.5273 | 10151.8356 | 0 | 0 | 0 | 4065.92 | 1394.8936 | 0 | 0 | 0 | 0 | 0 | 0 | 0 | 0 | 0 | 5977.2775 | 21.9005 | 21900.454
E02000797 | Richmond upon Thames 014 | 67.4281 | 2308.6513 | 0 | 0 | 0 | 7599.8506 | 7194.3151 | 490.3129 | 0 | 0 | 411.8098 | 0 | 0 | 0 | 0 | 0 | 3944.9461 | 22.0173 | 22017.3139
E02000798 | Richmond upon Thames 015 | 1683.5609 | 55158.3995 | 0 | 0 | 0 | 5433.8931 | 13797.3167 | 0 | 0 | 0 | 137.2699 | 0 | 0 | 0 | 0 | 0 | 6393.4351 | 82.6039 | 82603.8752
E02000799 | Richmond upon Thames 016 | 105.1753 | 3311.4044 | 0 | 0 | 0 | 1011.7301 | 11499.0939 | 163.4376 | 0 | 0 | 0 | 0 | 0 | 0 | 0 | 0 | 6563.3186 | 22.6542 | 22654.1599
E02000800 | Richmond upon Thames 017 | 184.1833 | 5519.6211 | 0 | 0 | 0 | 1011.7301 | 11499.0939 | 0 | 0 | 0 | 137.2699 | 0 | 0 | 0 | 0 | 0 | 0 | 18.3519 | 18351.8983
E02000801 | Richmond upon Thames 018 | 6.8047 | 0 | 0 | 0 | 0 | 5509.8917 | 6898.6583 | 0 | 0 | 0 | 0 | 0 | 0 | 0 | 0 | 0 | 3923.2831 | 16.3386 | 16338.6378
E02000802 | Richmond upon Thames 019 | 0.23359 | 7.998 | 0 | 0 | 0 | 8410.5013 | 6553.7254 | 0 | 0 | 0 | 411.8098 | 0 | 0 | 0 | 0 | 0 | 0 | 15.3843 | 15384.268
E02000803 | Richmond upon Thames 020 | 384.2211 | 13155.2405 | 0 | 0 | 0 | 7599.8506 | 11499.0939 | 0 | 0 | 0 | 137.2699 | 0 | 0 | 0 | 0 | 0 | 5433.9923 | 38.2097 | 38209.6682
E02000804 | Richmond upon Thames 021 | 7.668 | 252.4571 | 0 | 0 | 0 | 7701.1819 | 7095.7629 | 326.8753 | 0 | 0 | 137.2699 | 0 | 0 | 0 | 0 | 0 | 13860.3288 | 29.3815 | 29381.5438
E02000805 | Richmond upon Thames 022 | 96.5758 | 0 | 0 | 2501074.7797 | 0 | 9829.1401 | 5765.3073 | 326.8753 | 0 | 0 | 0 | 0 | 0 | 0 | 0 | 0 | 20718.9482 | 2537.8116 | 2537811.6264
E02000806 | Richmond upon Thames 023 | 156.5687 | 812.3138 | 0 | 0 | 0 | 8005.1759 | 5765.3073 | 163.4376 | 0 | 0 | 0 | 0 | 0 | 0 | 0 | 0 | 0 | 14.9028 | 14902.8034
E02000807 | Southwark 001 | 239.2203 | 8190.5986 | 0 | 0 | 0 | 702.9862 | 5427.4138 | 326.8753 | 0 | 0 | 0 | 0 | 0 | 0 | 0 | 0 | 4747.6172 | 19.6347 | 19634.7115
E02000808 | Southwark 002 | 87.2727 | 2988.1045 | 20333.3424 | 0 | 0 | 9322.4834 | 6652.2777 | 326.8753 | 0 | 0 | 274.5399 | 0 | 0 | 187.8986 | 0 | 1883.9517 | 5253.8473 | 47.3106 | 47310.5934
E02000809 | Southwark 003 | 97.1344 | 3325.7572 | 17473.5681 | 0 | 0 | 21452.7233 | 6750.8299 | 326.8753 | 0 | 0 | 137.2699 | 0 | 0 | 0 | 0 | 1830.274 | 6625.4572 | 58.0199 | 58019.8894
E02000810 | Southwark 004 | 81.1789 | 2721.3902 | 34680.7528 | 0 | 0 | 702.9862 | 1015.8464 | 0 | 0 | 0 | 0 | 0 | 0 | 0 | 0 | 2573.2462 | 5057.7402 | 46.8331 | 46833.1407
E02000811 | Southwark 005 | 129.5328 | 4349.4951 | 35887.3648 | 0 | 0 | 8663.8296 | 1197.789 | 163.4376 | 0 | 0 | 274.5399 | 0 | 0 | 377.3856 | 0 | 1753.3337 | 4818.307 | 57.615 | 57615.0152
E02000812 | Southwark 006 | 81.5242 | 2791.2853 | 0 | 0 | 0 | 9221.152 | 14631.2204 | 0 | 0 | 0 | 686.3497 | 0 | 0 | 0 | 0 | 0 | 5594.1844 | 33.0057 | 33005.7161
E02000813 | Southwark 007 | 276.7647 | 9476.0721 | 0 | 0 | 0 | 4331.9148 | 12281.128 | 163.4376 | 0 | 0 | 2173.9467 | 0 | 0 | 0 | 0 | 0 | 4635.3117 | 33.3386 | 33338.5757
E02000814 | Southwark 008 | 239.2 | 8189.9031 | 0 | 0 | 0 | 702.9862 | 1379.7317 | 163.4376 | 0 | 0 | 0 | 0 | 0 | 0 | 0 | 0 | 5204.2505 | 15.8795 | 15879.5091
E02000815 | Southwark 009 | 77.6648 | 2659.1453 | 0 | 0 | 0 | 5661.8887 | 1379.7317 | 0 | 0 | 0 | 0 | 0 | 0 | 0 | 0 | 0 | 4549.7999 | 14.3282 | 14328.2303
E02000816 | Southwark 010 | 62.857 | 1905.9468 | 56174.0073 | 0 | 0 | 702.9862 | 1106.8177 | 0 | 0 | 0 | 0 | 0 | 0 | 0 | 0 | 5181.3269 | 5065.7213 | 70.1997 | 70199.6632
E02000817 | Southwark 011 | 181.2875 | 6207.0544 | 0 | 0 | 0 | 702.9862 | 1015.8464 | 163.4376 | 0 | 0 | 0 | 0 | 0 | 0 | 0 | 0 | 3898.1996 | 12.1688 | 12168.8118
E02000818 | Southwark 012 | 85.3836 | 2923.4254 | 0 | 0 | 0 | 531.9895 | 5666.7551 | 0 | 0 | 0 | 549.0797 | 0 | 0 | 0 | 0 | 0 | 4527.5668 | 14.2842 | 14284.2001
E02000819 | Southwark 013 | 31.4234 | 1075.8984 | 0 | 0 | 0 | 531.9895 | 11447.2243 | 0 | 0 | 0 | 1624.867 | 0 | 0 | 0 | 0 | 0 | 4536.118 | 19.2475 | 19247.5207
E02000820 | Southwark 014 | 48.8312 | 1671.9198 | 0 | 0 | 0 | 4065.92 | 4927.6131 | 0 | 0 | 0 | 137.2699 | 0 | 0 | 0 | 0 | 0 | 4870.1842 | 15.7217 | 15721.7383
E02000821 | Southwark 015 | 318.825 | 10859.4805 | 0 | 0 | 0 | 544.656 | 6258.0686 | 0 | 0 | 0 | 1624.867 | 0 | 0 | 0 | 0 | 0 | 4865.0535 | 24.471 | 24470.9506
E02000822 | Southwark 016 | 207.7055 | 7111.5705 | 0 | 0 | 0 | 702.9862 | 12356.9374 | 0 | 0 | 0 | 274.5399 | 0 | 0 | 0 | 0 | 0 | 5104.4866 | 25.7582 | 25758.2261
E02000823 | Southwark 017 | 247.4062 | 8383.2449 | 0 | 0 | 0 | 449.6578 | 1364.5698 | 163.4376 | 0 | 0 | 0 | 0 | 0 | 0 | 0 | 0 | 4648.9936 | 15.2573 | 15257.31
E02000824 | Southwark 018 | 115.8625 | 3966.9843 | 0 | 0 | 0 | 512.9899 | 6603.0015 | 0 | 0 | 0 | 0 | 0 | 0 | 0 | 58798.317 | 0 | 5285.7717 | 75.2829 | 75282.927
E02000825 | Southwark 019 | 99.1047 | 3393.2182 | 0 | 0 | 0 | 702.9862 | 5427.4138 | 0 | 0 | 0 | 0 | 0 | 0 | 0 | 0 | 0 | 5163.7749 | 14.7865 | 14786.4977
E02000826 | Southwark 020 | 66.5641 | 2210.5645 | 0 | 0 | 0 | 5471.8924 | 1197.789 | 163.4376 | 0 | 0 | 274.5399 | 0 | 0 | 0 | 0 | 0 | 5384.3954 | 14.7692 | 14769.1829
E02000827 | Southwark 021 | 43.2859 | 1482.0553 | 0 | 0 | 0 | 525.6563 | 1349.4079 | 163.4376 | 0 | 0 | 549.0797 | 0 | 0 | 0 | 0 | 0 | 6012.6224 | 10.1255 | 10125.5452
E02000828 | Southwark 022 | 80.2141 | 2616.7213 | 0 | 0 | 0 | 626.9877 | 6405.897 | 326.8753 | 0 | 0 | 1098.1594 | 0 | 0 | 0 | 0 | 0 | 4641.0125 | 15.7959 | 15795.8673
E02000829 | Southwark 023 | 113.8312 | 3861.2723 | 0 | 0 | 0 | 462.3242 | 1212.9509 | 0 | 0 | 0 | 0 | 0 | 0 | 0 | 0 | 0 | 5321.6867 | 10.9721 | 10972.0654
E02000830 | Southwark 024 | 83.5656 | 2711.6536 | 59269.6659 | 0 | 0 | 519.3231 | 1410.0554 | 0 | 0 | 0 | 0 | 0 | 0 | 0 | 0 | 7319.4141 | 4774.981 | 76.0887 | 76088.6589
E02000831 | Southwark 025 | 52.7313 | 1805.4508 | 0 | 0 | 0 | 506.6567 | 5617.4789 | 0 | 0 | 0 | 1762.1369 | 0 | 0 | 0 | 0 | 0 | 5040.0677 | 14.7845 | 14784.5223
E02000832 | Southwark 026 | 1.7672 | 60.5062 | 0 | 0 | 0 | 519.3231 | 1197.789 | 0 | 0 | 0 | 0 | 0 | 0 | 0 | 0 | 0 | 5398.6474 | 7.178 | 7178.0329
E02000833 | Southwark 027 | 360.0492 | 12327.6263 | 0 | 0 | 0 | 702.9862 | 5427.4138 | 0 | 0 | 0 | 137.2699 | 0 | 0 | 0 | 0 | 0 | 0 | 18.9553 | 18955.3455
E02000834 | Southwark 028 | 334.7945 | 11462.9375 | 0 | 0 | 0 | 544.656 | 5223.2699 | 163.4376 | 0 | 0 | 274.5399 | 0 | 0 | 0 | 0 | 0 | 23459.8877 | 41.4635 | 41463.523
E02000835 | Southwark 029 | 362.2579 | 9157.1222 | 0 | 0 | 0 | 702.9862 | 5427.4138 | 0 | 0 | 712.8802 | 0 | 0 | 0 | 0 | 0 | 0 | 4086.8958 | 20.4496 | 20449.5561
E02000836 | Southwark 030 | 141.9945 | 4861.7118 | 36050.4488 | 0 | 0 | 500.3235 | 5863.8596 | 0 | 0 | 0 | 0 | 0 | 0 | 0 | 0 | 1781.8185 | 4777.8314 | 53.978 | 53977.9881
E02000837 | Southwark 031 | 668.7119 | 22895.8432 | 0 | 0 | 0 | 607.988 | 6110.2402 | 163.4376 | 0 | 0 | 0 | 0 | 0 | 0 | 0 | 0 | 4468.2786 | 34.9145 | 34914.4996
E02000838 | Southwark 032 | 205.5625 | 6452.2611 | 0 | 0 | 0 | 702.9862 | 1455.5411 | 0 | 0 | 0 | 0 | 0 | 0 | 0 | 0 | 0 | 0 | 8.8164 | 8816.3508
E02000839 | Southwark 033 | 1275.3914 | 39049.1326 | 0 | 0 | 0 | 702.9862 | 5427.4138 | 326.8753 | 0 | 0 | 0 | 0 | 0 | 0 | 0 | 0 | 17623.9898 | 64.4058 | 64405.7891
E02000840 | Sutton 001 | 698.8109 | 23641.9469 | 0 | 0 | 0 | 3989.9215 | 5272.546 | 0 | 0 | 0 | 0 | 0 | 0 | 0 | 0 | 0 | 0 | 33.6032 | 33603.2254
E02000841 | Sutton 002 | 460.6773 | 15773.0051 | 0 | 0 | 0 | 405.3254 | 1379.7317 | 326.8753 | 0 | 0 | 0 | 0 | 0 | 0 | 0 | 0 | 0 | 18.3456 | 18345.6148
E02000842 | Sutton 003 | 480.4414 | 15449.9574 | 0 | 0 | 0 | 588.9884 | 4927.6131 | 0 | 0 | 0 | 1624.867 | 0 | 0 | 0 | 0 | 0 | 50771.7986 | 73.8437 | 73843.6659
E02000843 | Sutton 004 | 321.3945 | 9533.2114 | 0 | 0 | 0 | 443.3246 | 1455.5411 | 0 | 0 | 0 | 0 | 0 | 0 | 0 | 0 | 0 | 0 | 11.7535 | 11753.4716
E02000844 | Sutton 005 | 130.2844 | 3373.0494 | 0 | 0 | 0 | 5281.8961 | 1212.9509 | 163.4376 | 0 | 0 | 0 | 0 | 0 | 0 | 0 | 0 | 0 | 10.1616 | 10161.6185
E02000845 | Sutton 006 | 358.7391 | 11188.7875 | 0 | 0 | 0 | 620.6545 | 5765.3073 | 0 | 0 | 0 | 411.8098 | 0 | 0 | 0 | 0 | 0 | 4899.8283 | 23.2451 | 23245.1264
E02000846 | Sutton 007 | 562.3719 | 17389.9824 | 0 | 0 | 0 | 621.71 | 5297.1841 | 0 | 0 | 0 | 0 | 0 | 0 | 0 | 0 | 0 | 0 | 23.8712 | 23871.2483
E02000847 | Sutton 008 | 55.4531 | 1897.9488 | 0 | 0 | 0 | 569.9888 | 5420.3744 | 0 | 0 | 0 | 411.8098 | 0 | 0 | 0 | 0 | 0 | 4957.9764 | 13.3136 | 13313.5513
E02000848 | Sutton 009 | 77.1266 | 2600.3777 | 0 | 0 | 0 | 3799.9253 | 12129.5091 | 163.4376 | 0 | 0 | 0 | 0 | 0 | 0 | 0 | 0 | 0 | 18.7704 | 18770.3763
E02000849 | Sutton 010 | 366.6102 | 10546.8649 | 0 | 0 | 0 | 620.6545 | 1364.5698 | 163.4376 | 0 | 0 | 0 | 0 | 0 | 0 | 0 | 0 | 0 | 13.0621 | 13062.1369
E02000850 | Sutton 011 | 999.7914 | 31263.9954 | 0 | 0 | 68993.5477 | 582.6552 | 12205.3186 | 163.4376 | 0 | 0 | 1624.867 | 0 | 546835.86 | 0 | 58798.317 | 0 | 5920.2696 | 727.3881 | 727388.0596
E02000851 | Sutton 012 | 117.6703 | 4028.8815 | 0 | 0 | 0 | 4445.9126 | 7046.4867 | 326.8753 | 0 | 0 | 2173.9467 | 6313.3038 | 0 | 0 | 0 | 0 | 0 | 24.4531 | 24453.077
E02000852 | Sutton 013 | 104.2234 | 3401.5639 | 0 | 0 | 0 | 621.71 | 5297.1841 | 0 | 0 | 0 | 0 | 0 | 0 | 0 | 0 | 0 | 0 | 9.4247 | 9424.6814
E02000853 | Sutton 014 | 474.1852 | 13163.2385 | 0 | 0 | 0 | 4065.92 | 1000.6845 | 163.4376 | 0 | 0 | 0 | 0 | 0 | 0 | 0 | 0 | 0 | 18.8675 | 18867.4658
E02000854 | Sutton 015 | 201.922 | 5583.8045 | 0 | 0 | 0 | 595.3216 | 1425.2173 | 163.4376 | 0 | 0 | 274.5399 | 0 | 0 | 0 | 0 | 0 | 0 | 8.2442 | 8244.2429
E02000855 | Sutton 016 | 30.6231 | 289.7336 | 0 | 0 | 0 | 4521.9111 | 5371.0983 | 163.4376 | 0 | 0 | 411.8098 | 0 | 0 | 0 | 0 | 0 | 0 | 10.7886 | 10788.6135
E02000856 | Sutton 017 | 42.382 | 1451.1067 | 0 | 0 | 0 | 588.9884 | 6110.2402 | 0 | 0 | 0 | 686.3497 | 0 | 0 | 0 | 0 | 0 | 0 | 8.8791 | 8879.0671
E02000857 | Sutton 018 | 24.7203 | 846.392 | 0 | 0 | 0 | 621.71 | 5297.1841 | 326.8753 | 0 | 0 | 137.2699 | 0 | 0 | 0 | 0 | 0 | 0 | 7.2542 | 7254.1516
E02000858 | Sutton 019 | 934.7508 | 32004.6754 | 0 | 0 | 0 | 569.9888 | 5124.7176 | 163.4376 | 0 | 0 | 0 | 53417.747 | 0 | 0 | 0 | 0 | 0 | 92.2153 | 92215.3172
E02000859 | Sutton 020 | 122.7078 | 2506.141 | 0 | 0 | 0 | 607.988 | 1379.7317 | 163.4376 | 0 | 0 | 137.2699 | 0 | 0 | 0 | 0 | 0 | 0 | 4.9173 | 4917.2761
E02000860 | Sutton 021 | 120.4937 | 3115.0285 | 0 | 0 | 0 | 621.71 | 5863.8596 | 0 | 0 | 0 | 0 | 0 | 0 | 0 | 0 | 0 | 0 | 9.7211 | 9721.0919
E02000861 | Sutton 022 | 258.9438 | 8865.904 | 0 | 0 | 0 | 621.71 | 4927.6131 | 0 | 0 | 0 | 274.5399 | 0 | 0 | 0 | 0 | 0 | 0 | 14.9487 | 14948.7107
E02000862 | Sutton 023 | 1056.3211 | 36048.8573 | 0 | 0 | 0 | 3875.9238 | 1334.246 | 326.8753 | 0 | 0 | 0 | 0 | 0 | 0 | 0 | 0 | 0 | 42.6422 | 42642.2235
E02000863 | Sutton 024 | 3894.6273 | 131583.7017 | 0 | 0 | 0 | 621.71 | 5297.1841 | 326.8753 | 0 | 0 | 0 | 0 | 0 | 0 | 0 | 0 | 0 | 141.7241 | 141724.0984
E02000864 | Tower Hamlets 001 | 0.92422 | 31.6441 | 0 | 0 | 0 | 3989.9215 | 6307.3448 | 0 | 0 | 0 | 0 | 0 | 0 | 0 | 0 | 0 | 4529.277 | 14.8591 | 14859.1116
E02000865 | Tower Hamlets 002 | 23.9484 | 819.964 | 0 | 0 | 0 | 847.13 | 1349.4079 | 163.4376 | 0 | 0 | 0 | 0 | 0 | 0 | 0 | 0 | 3905.0406 | 7.1089 | 7108.9286
E02000866 | Tower Hamlets 003 | 649.4799 | 22237.3653 | 0 | 0 | 0 | 847.13 | 5617.4789 | 163.4376 | 0 | 0 | 0 | 0 | 0 | 0 | 0 | 0 | 5122.1591 | 34.6371 | 34637.0509
E02000867 | Tower Hamlets 004 | 60.9578 | 2087.1178 | 0 | 0 | 0 | 626.9877 | 1364.5698 | 163.4376 | 0 | 0 | 0 | 0 | 0 | 0 | 0 | 0 | 4770.9905 | 9.0741 | 9074.0612
E02000868 | Tower Hamlets 005 | 2.635 | 90.2205 | 0 | 0 | 0 | 4597.9096 | 6800.1061 | 326.8753 | 0 | 0 | 274.5399 | 0 | 0 | 189.5957 | 0 | 0 | 3732.3067 | 16.0142 | 16014.1888
E02000869 | Tower Hamlets 006 | 6.4197 | 219.8008 | 0 | 0 | 0 | 4597.9096 | 5469.6505 | 0 | 0 | 0 | 0 | 0 | 0 | 0 | 0 | 0 | 2934.1962 | 13.228 | 13227.9768
E02000870 | Tower Hamlets 007 | 23.4188 | 598.7508 | 0 | 0 | 0 | 4521.9111 | 1470.703 | 0 | 0 | 0 | 0 | 0 | 0 | 188.3325 | 0 | 0 | 3697.5319 | 10.5006 | 10500.648
E02000871 | Tower Hamlets 008 | 78.8937 | 2527.0052 | 0 | 0 | 0 | 847.13 | 1182.6271 | 0 | 0 | 635.7787 | 1624.867 | 0 | 0 | 0 | 0 | 0 | 4651.2739 | 11.5476 | 11547.5757
E02000872 | Tower Hamlets 009 | 63.1313 | 2161.5335 | 0 | 0 | 0 | 4483.9118 | 5223.2699 | 0 | 0 | 0 | 0 | 0 | 0 | 0 | 0 | 0 | 3795.0154 | 15.7269 | 15726.8619
E02000873 | Tower Hamlets 010 | 56.2961 | 1927.5065 | 0 | 0 | 0 | 4369.9141 | 5124.7176 | 0 | 0 | 0 | 0 | 0 | 0 | 0 | 0 | 0 | 4979.0693 | 16.4575 | 16457.5036
E02000874 | Tower Hamlets 011 | 71.4797 | 2447.3734 | 0 | 0 | 0 | 847.13 | 6455.1731 | 0 | 0 | 0 | 0 | 0 | 0 | 0 | 0 | 0 | 4143.9037 | 13.9651 | 13965.0599
E02000875 | Tower Hamlets 012 | 71.0023 | 2428.5956 | 27759.2394 | 0 | 0 | 7903.8446 | 1334.246 | 0 | 0 | 0 | 0 | 0 | 0 | 0 | 0 | 2121.833 | 5101.0662 | 46.7198 | 46719.8271
E02000876 | Tower Hamlets 013 | 135.0477 | 4623.8596 | 0 | 0 | 0 | 4749.9066 | 6258.0686 | 326.8753 | 0 | 0 | 137.2699 | 0 | 0 | 0 | 0 | 0 | 4064.6627 | 20.2957 | 20295.6904
E02000877 | Tower Hamlets 014 | 277.9563 | 9516.8677 | 0 | 0 | 0 | 4255.9163 | 5223.2699 | 163.4376 | 0 | 0 | 0 | 0 | 0 | 0 | 0 | 0 | 5259.5481 | 24.697 | 24696.9959
E02000878 | Tower Hamlets 015 | 70.9719 | 2429.9865 | 19459.8589 | 0 | 0 | 9271.8177 | 6652.2777 | 326.8753 | 0 | 0 | 274.5399 | 14622.0042 | 0 | 0 | 0 | 2937.2677 | 5485.2994 | 61.5309 | 61530.8992
E02000879 | Tower Hamlets 016 | 99.6328 | 3411.3005 | 0 | 0 | 0 | 4293.9156 | 1243.2747 | 0 | 0 | 0 | 0 | 0 | 0 | 0 | 0 | 0 | 4179.2486 | 13.2274 | 13227.3721
E02000880 | Tower Hamlets 017 | 15.1531 | 518.8237 | 0 | 0 | 0 | 3989.9215 | 5124.7176 | 0 | 0 | 0 | 137.2699 | 0 | 0 | 0 | 0 | 0 | 3441.5664 | 13.2275 | 13227.4523
E02000881 | Tower Hamlets 018 | 72.7797 | 2491.8837 | 0 | 0 | 0 | 4141.9186 | 5883.2181 | 163.4376 | 0 | 0 | 0 | 3385.6318 | 0 | 0 | 0 | 0 | 3844.0422 | 19.9829 | 19982.9117
E02000882 | Tower Hamlets 019 | 138.1859 | 4731.3104 | 0 | 0 | 0 | 4179.9178 | 1303.9222 | 0 | 0 | 0 | 137.2699 | 0 | 0 | 0 | 0 | 0 | 4566.9022 | 15.0575 | 15057.5085
E02000883 | Tower Hamlets 020 | 49.0648 | 1679.9177 | 0 | 0 | 0 | 847.13 | 1303.9222 | 0 | 0 | 635.7787 | 274.5399 | 116076.4697 | 0 | 0 | 0 | 0 | 4483.1006 | 125.3499 | 125349.9238
E02000884 | Tower Hamlets 021 | 59.7188 | 2044.6939 | 0 | 0 | 0 | 4483.9118 | 1470.703 | 0 | 0 | 0 | 0 | 0 | 0 | 0 | 0 | 0 | 4462.0077 | 12.521 | 12521.0351
E02000885 | Tower Hamlets 022 | 32.5203 | 714.2519 | 0 | 0 | 0 | 4255.9163 | 4927.6131 | 163.4376 | 0 | 0 | 0 | 0 | 0 | 0 | 0 | 0 | 4037.2989 | 14.131 | 14131.0382
E02000886 | Tower Hamlets 023 | 77.7664 | 2662.6226 | 0 | 0 | 0 | 4597.9096 | 1425.2173 | 0 | 0 | 0 | 549.0797 | 0 | 0 | 0 | 0 | 0 | 3829.2201 | 13.1418 | 13141.8158
E02000887 | Tower Hamlets 024 | 116.8273 | 4000.0193 | 0 | 0 | 0 | 4255.9163 | 5124.7176 | 0 | 0 | 0 | 0 | 0 | 0 | 0 | 0 | 0 | 4423.8124 | 17.9213 | 17921.293
E02000888 | Tower Hamlets 025 | 75.2375 | 2576.0361 | 0 | 0 | 0 | 4711.9073 | 5321.8221 | 163.4376 | 0 | 0 | 0 | 0 | 0 | 0 | 0 | 0 | 4428.9431 | 17.2774 | 17277.3839
E02000889 | Tower Hamlets 026 | 107.9406 | 3695.7494 | 0 | 0 | 0 | 7650.5162 | 5666.7551 | 163.4376 | 0 | 0 | 0 | 0 | 0 | 0 | 0 | 0 | 3379.9979 | 20.6644 | 20664.3969
E02000890 | Tower Hamlets 027 | 108.6516 | 3720.091 | 0 | 0 | 0 | 9677.143 | 13342.4601 | 326.8753 | 0 | 0 | 3683.916 | 0 | 0 | 0 | 0 | 0 | 2974.1017 | 33.8332 | 33833.2387
E02000891 | Tower Hamlets 028 | 200.1086 | 6851.4632 | 0 | 0 | 0 | 5661.8887 | 13190.8412 | 326.8753 | 0 | 0 | 1624.867 | 54971.5394 | 0 | 0 | 0 | 0 | 6091.8633 | 88.9194 | 88919.4466
E02000892 | Tower Hamlets 029 | 173.6312 | 5944.9127 | 517402.1576 | 0 | 0 | 22215.4868 | 28428.5371 | 163.4376 | 0 | 0 | 823.6196 | 52992.4985 | 0 | 0 | 0 | 23825.9535 | 5762.9278 | 657.7332 | 657733.1624
E02000893 | Tower Hamlets 030 | 37.2712 | 687.0502 | 0 | 0 | 0 | 847.13 | 5883.2181 | 0 | 0 | 0 | 0 | 0 | 0 | 0 | 0 | 0 | 3972.88 | 11.4275 | 11427.5494
E02000894 | Tower Hamlets 031 | 80.5289 | 2757.2071 | 0 | 0 | 0 | 21166.687 | 5883.2181 | 0 | 0 | 0 | 0 | 0 | 0 | 0 | 0 | 0 | 5570.2411 | 35.4579 | 35457.8822
E02000895 | Waltham Forest 001 | 831.9695 | 27580.4168 | 0 | 0 | 0 | 576.322 | 5005.6336 | 0 | 0 | 0 | 0 | 0 | 0 | 0 | 0 | 0 | 4264.7604 | 38.2591 | 38259.1024
E02000896 | Waltham Forest 002 | 1048.1453 | 35383.6363 | 0 | 0 | 0 | 3913.923 | 6159.5164 | 163.4376 | 0 | 0 | 274.5399 | 0 | 0 | 0 | 0 | 0 | 0 | 46.9432 | 46943.1986
E02000897 | Waltham Forest 003 | 712.7352 | 22504.1513 | 0 | 0 | 0 | 576.322 | 5005.6336 | 0 | 0 | 0 | 0 | 0 | 0 | 0 | 0 | 0 | 8571.7066 | 37.3705 | 37370.5487
E02000898 | Waltham Forest 004 | 354.707 | 11254.5098 | 0 | 0 | 0 | 576.322 | 5005.6336 | 326.8753 | 0 | 0 | 0 | 0 | 0 | 0 | 0 | 0 | 3995.1131 | 21.5132 | 21513.1608
E02000899 | Waltham Forest 005 | 139.7805 | 4127.2911 | 0 | 0 | 0 | 487.6571 | 5075.4415 | 0 | 0 | 0 | 137.2699 | 0 | 0 | 0 | 0 | 0 | 4180.9588 | 14.1484 | 14148.3989
E02000900 | Waltham Forest 006 | 468.3758 | 13614.2535 | 0 | 0 | 0 | 4407.9133 | 13342.4601 | 163.4376 | 0 | 0 | 686.3497 | 0 | 0 | 0 | 0 | 0 | 4225.995 | 36.9088 | 36908.7849
E02000901 | Waltham Forest 007 | 198.4125 | 6290.5633 | 0 | 0 | 0 | 569.9888 | 1485.8649 | 0 | 0 | 0 | 0 | 0 | 0 | 0 | 0 | 0 | 4760.7291 | 13.3056 | 13305.5585
E02000902 | Waltham Forest 008 | 464.4961 | 15903.7542 | 0 | 0 | 0 | 576.322 | 5518.9267 | 163.4376 | 0 | 0 | 0 | 0 | 0 | 0 | 0 | 0 | 4301.2454 | 26.9282 | 26928.1821
E02000903 | Waltham Forest 009 | 916.693 | 27855.4768 | 33002.4725 | 0 | 0 | 576.322 | 1243.2747 | 0 | 0 | 0 | 0 | 0 | 0 | 0 | 0 | 1861.7919 | 4740.2062 | 70.1962 | 70196.2371
E02000904 | Waltham Forest 010 | 327.0922 | 9409.7647 | 0 | 0 | 0 | 576.322 | 5469.6505 | 163.4376 | 0 | 0 | 0 | 0 | 0 | 0 | 0 | 0 | 0 | 15.9463 | 15946.2671
E02000905 | Waltham Forest 011 | 344.7844 | 10727.6882 | 0 | 0 | 0 | 531.9895 | 1440.3792 | 0 | 0 | 0 | 0 | 0 | 0 | 0 | 0 | 0 | 8449.1397 | 21.494 | 21493.9809
E02000906 | Waltham Forest 012 | 35.5672 | 1217.0797 | 0 | 0 | 0 | 4407.9133 | 1212.9509 | 163.4376 | 0 | 0 | 0 | 0 | 0 | 0 | 0 | 0 | 4877.0252 | 11.914 | 11913.9739
E02000907 | Waltham Forest 013 | 96.6672 | 2174.3998 | 0 | 0 | 0 | 506.6567 | 1228.1128 | 0 | 0 | 0 | 0 | 0 | 0 | 0 | 0 | 0 | 0 | 4.0058 | 4005.8365
E02000908 | Waltham Forest 014 | 687.568 | 23206.2324 | 0 | 0 | 0 | 576.322 | 1167.4653 | 163.4376 | 0 | 0 | 0 | 0 | 0 | 184.6452 | 0 | 0 | 4776.6913 | 30.7624 | 30762.3617
E02000909 | Waltham Forest 015 | 260.9344 | 8340.821 | 0 | 0 | 0 | 525.6563 | 1197.789 | 0 | 0 | 0 | 137.2699 | 0 | 0 | 0 | 0 | 0 | 0 | 10.4625 | 10462.4707
E02000910 | Waltham Forest 016 | 25.8984 | 886.7295 | 51415.4073 | 0 | 0 | 474.9907 | 4976.8892 | 0 | 0 | 0 | 137.2699 | 0 | 0 | 0 | 0 | 2806.5745 | 0 | 60.7238 | 60723.7596
E02000911 | Waltham Forest 017 | 76.0703 | 2096.8544 | 0 | 0 | 0 | 512.9899 | 6356.6209 | 326.8753 | 0 | 0 | 2448.4866 | 0 | 0 | 0 | 0 | 0 | 20172.2426 | 31.9901 | 31990.14
E02000912 | Waltham Forest 018 | 1184.9398 | 38201.6974 | 26904.415 | 0 | 0 | 576.322 | 5005.6336 | 326.8753 | 0 | 0 | 274.5399 | 0 | 0 | 0 | 0 | 4060.9477 | 4561.7715 | 81.0971 | 81097.1422
E02000913 | Waltham Forest 019 | 45.7133 | 1565.1645 | 0 | 0 | 0 | 550.9892 | 1455.5411 | 0 | 0 | 0 | 0 | 0 | 0 | 0 | 0 | 0 | 0 | 3.6174 | 3617.408
E02000914 | Waltham Forest 020 | 66.1883 | 2266.2024 | 0 | 0 | 0 | 607.988 | 5075.4415 | 163.4376 | 0 | 0 | 1624.867 | 0 | 0 | 0 | 0 | 0 | 0 | 9.8041 | 9804.1249
E02000915 | Waltham Forest 021 | 584.5531 | 19910.3806 | 0 | 0 | 0 | 576.322 | 5666.7551 | 0 | 0 | 0 | 0 | 0 | 0 | 0 | 0 | 0 | 0 | 26.738 | 26738.0108
E02000916 | Waltham Forest 022 | 1491.8008 | 45940.2379 | 0 | 0 | 0 | 576.322 | 1228.1128 | 326.8753 | 0 | 0 | 0 | 0 | 0 | 0 | 0 | 0 | 18772.1287 | 68.3355 | 68335.4775
E02000917 | Waltham Forest 023 | 86.7648 | 2970.7177 | 0 | 0 | 0 | 576.322 | 5371.0983 | 0 | 0 | 0 | 0 | 0 | 0 | 0 | 0 | 0 | 0 | 9.0049 | 9004.9028
E02000918 | Waltham Forest 024 | 32.8554 | 824.8302 | 0 | 0 | 0 | 493.9903 | 1470.703 | 163.4376 | 0 | 0 | 1624.867 | 0 | 0 | 0 | 0 | 0 | 0 | 4.6107 | 4610.6835
E02000919 | Waltham Forest 025 | 28.1836 | 924.2851 | 0 | 0 | 0 | 576.322 | 1334.246 | 0 | 0 | 0 | 0 | 0 | 0 | 0 | 0 | 0 | 0 | 2.863 | 2863.0367
E02000920 | Waltham Forest 026 | 711.5672 | 20854.1389 | 0 | 0 | 0 | 3837.9245 | 11674.6526 | 163.4376 | 0 | 0 | 1899.4069 | 0 | 0 | 0 | 0 | 0 | 9426.825 | 48.568 | 48567.9527
E02000921 | Waltham Forest 027 | 49.0344 | 1613.4999 | 0 | 0 | 0 | 620.6545 | 1106.8177 | 163.4376 | 0 | 0 | 0 | 0 | 0 | 0 | 0 | 0 | 0 | 3.5534 | 3553.4441
E02000922 | Waltham Forest 028 | 0.087228 | 2.9866 | 0 | 0 | 0 | 576.322 | 1106.8177 | 0 | 0 | 0 | 0 | 0 | 0 | 0 | 0 | 0 | 0 | 1.6862 | 1686.2135
E02000923 | Wandsworth 001 | 5.1086 | 174.9117 | 0 | 0 | 0 | 9525.146 | 11674.6526 | 0 | 0 | 0 | 274.5399 | 0 | 0 | 0 | 0 | 0 | 3801.2862 | 25.4556 | 25455.645
E02000924 | Wandsworth 002 | 525.3548 | 17987.479 | 0 | 0 | 0 | 5547.8909 | 5272.546 | 0 | 0 | 0 | 137.2699 | 294.4028 | 0 | 0 | 0 | 0 | 5331.3781 | 35.0963 | 35096.3215
E02000925 | Wandsworth 003 | 62.918 | 2154.2311 | 0 | 0 | 0 | 4749.9066 | 5272.546 | 0 | 0 | 0 | 0 | 0 | 0 | 0 | 0 | 0 | 3897.0595 | 16.1367 | 16136.6611
E02000926 | Wandsworth 004 | 124.6781 | 4268.8201 | 0 | 0 | 0 | 8866.4923 | 11977.8903 | 0 | 0 | 0 | 274.5399 | 0 | 0 | 0 | 0 | 0 | 4415.8313 | 29.9283 | 29928.252
E02000927 | Wandsworth 005 | 14.0055 | 479.5294 | 0 | 0 | 0 | 4217.9171 | 6455.1731 | 0 | 0 | 0 | 137.2699 | 0 | 0 | 0 | 0 | 0 | 3712.924 | 15.0168 | 15016.819
E02000928 | Wandsworth 006 | 345.3023 | 11822.7121 | 0 | 0 | 0 | 5433.8931 | 7243.5912 | 0 | 0 | 0 | 137.2699 | 0 | 0 | 0 | 0 | 0 | 4876.4551 | 29.8592 | 29859.2239
E02000929 | Wandsworth 007 | 65 | 2225.5172 | 0 | 0 | 0 | 781.7291 | 1349.4079 | 0 | 0 | 0 | 0 | 0 | 0 | 0 | 0 | 0 | 3776.7728 | 8.1984 | 8198.427
E02000930 | Wandsworth 008 | 76.8422 | 2630.9786 | 0 | 0 | 0 | 4673.9081 | 15313.5053 | 0 | 0 | 0 | 2585.7565 | 0 | 0 | 0 | 0 | 0 | 4790.3732 | 30.0714 | 30071.3638
E02000931 | Wandsworth 009 | 412.9023 | 14137.25 | 0 | 0 | 0 | 781.7291 | 6898.6583 | 0 | 0 | 0 | 0 | 0 | 0 | 0 | 0 | 0 | 4469.9888 | 26.7005 | 26700.5285
E02000932 | Wandsworth 010 | 150.7679 | 5162.1009 | 44533.0038 | 75032.2434 | 0 | 5661.8887 | 15692.5525 | 0 | 0 | 0 | 549.0797 | 0 | 0 | 0 | 0 | 3152.8508 | 5914.5688 | 155.8491 | 155849.0564
E02000933 | Wandsworth 011 | 40.1273 | 1122.4952 | 0 | 0 | 0 | 8461.167 | 7046.4867 | 0 | 0 | 0 | 0 | 0 | 0 | 0 | 0 | 0 | 4756.7385 | 21.427 | 21427.0147
E02000934 | Wandsworth 012 | 19.1141 | 654.4411 | 0 | 0 | 0 | 550.9892 | 11447.2243 | 0 | 0 | 712.8802 | 411.8098 | 0 | 0 | 0 | 0 | 0 | 4707.7117 | 18.5042 | 18504.1703
E02000935 | Wandsworth 013 | 112.9767 | 3868.1766 | 0 | 0 | 0 | 4445.9126 | 1000.6845 | 0 | 0 | 0 | 0 | 0 | 0 | 0 | 0 | 0 | 3420.4735 | 12.8482 | 12848.2239
E02000936 | Wandsworth 014 | 51.9797 | 1779.7182 | 0 | 0 | 0 | 7701.1819 | 6372.5632 | 0 | 0 | 0 | 0 | 0 | 0 | 0 | 0 | 0 | 4887.2866 | 20.7927 | 20792.7296
E02000937 | Wandsworth 015 | 679.5039 | 23265.3477 | 0 | 0 | 0 | 4407.9133 | 14631.2204 | 0 | 0 | 0 | 0 | 0 | 0 | 0 | 0 | 0 | 4363.384 | 47.3474 | 47347.3694
E02000938 | Wandsworth 016 | 527.3227 | 17025.9017 | 0 | 0 | 0 | 5547.8909 | 788.4181 | 0 | 0 | 0 | 0 | 0 | 0 | 0 | 0 | 0 | 12280.07 | 36.1696 | 36169.6034
E02000939 | Wandsworth 017 | 107.3109 | 3674.1897 | 0 | 0 | 0 | 781.7291 | 6372.5632 | 0 | 0 | 0 | 274.5399 | 0 | 0 | 0 | 0 | 0 | 4485.3809 | 15.6957 | 15695.7137
E02000940 | Wandsworth 018 | 163.7492 | 5606.5645 | 0 | 0 | 0 | 3837.9245 | 12281.128 | 0 | 0 | 0 | 411.8098 | 0 | 0 | 0 | 0 | 0 | 4573.1731 | 26.8743 | 26874.3492
E02000941 | Wandsworth 019 | 207.9188 | 7118.873 | 0 | 0 | 0 | 3875.9238 | 1440.3792 | 0 | 0 | 0 | 0 | 0 | 0 | 0 | 0 | 0 | 5788.0113 | 18.4311 | 18431.106
E02000942 | Wandsworth 020 | 28.9453 | 991.0506 | 0 | 0 | 0 | 4293.9156 | 12735.9846 | 0 | 0 | 0 | 274.5399 | 0 | 0 | 0 | 0 | 0 | 15501.0159 | 33.8255 | 33825.4518
E02000943 | Wandsworth 021 | 132.8031 | 4497.2833 | 0 | 0 | 0 | 5015.9014 | 6849.3822 | 0 | 0 | 0 | 823.6196 | 0 | 0 | 181.513 | 0 | 0 | 4423.8124 | 21.9243 | 21924.315
E02000944 | Wandsworth 022 | 71.3781 | 2443.896 | 0 | 0 | 0 | 781.7291 | 1334.246 | 0 | 0 | 0 | 0 | 0 | 0 | 0 | 0 | 0 | 4182.669 | 8.8139 | 8813.9183
E02000945 | Wandsworth 023 | 297.5762 | 9579.7418 | 0 | 0 | 0 | 4141.9186 | 12053.6997 | 0 | 0 | 0 | 1624.867 | 0 | 0 | 0 | 0 | 0 | 0 | 27.6978 | 27697.8033
E02000946 | Wandsworth 024 | 16.4174 | 9.9045 | 0 | 0 | 0 | 4939.9029 | 1501.0268 | 0 | 0 | 0 | 0 | 0 | 0 | 0 | 0 | 0 | 4529.277 | 10.9965 | 10996.5286
E02000947 | Wandsworth 025 | 192.0953 | 6292.6498 | 0 | 0 | 0 | 4065.92 | 4976.8892 | 0 | 0 | 0 | 137.2699 | 0 | 0 | 0 | 0 | 0 | 0 | 15.6648 | 15664.8243
E02000948 | Wandsworth 026 | 867.0695 | 29687.3556 | 0 | 0 | 0 | 4787.9059 | 1440.3792 | 0 | 0 | 0 | 0 | 0 | 0 | 0 | 0 | 0 | 5283.4914 | 42.0662 | 42066.2016
E02000949 | Wandsworth 027 | 387.1472 | 13255.4273 | 0 | 0 | 0 | 607.988 | 15161.8864 | 0 | 0 | 0 | 274.5399 | 0 | 0 | 0 | 0 | 0 | 5345.0599 | 35.032 | 35032.0488
E02000950 | Wandsworth 028 | 209.8767 | 7185.9109 | 0 | 0 | 0 | 781.7291 | 6011.688 | 0 | 0 | 0 | 0 | 0 | 0 | 0 | 0 | 0 | 0 | 14.1892 | 14189.2046
E02000951 | Wandsworth 029 | 6.3172 | 216.2924 | 35873.3514 | 0 | 0 | 4787.9059 | 6110.2402 | 0 | 0 | 0 | 823.6196 | 0 | 0 | 188.6565 | 0 | 3588.5462 | 3609.1696 | 55.2041 | 55204.099
E02000952 | Wandsworth 030 | 130.0305 | 4452.0775 | 0 | 0 | 0 | 538.3227 | 1379.7317 | 0 | 0 | 0 | 0 | 0 | 0 | 0 | 0 | 0 | 3337.8121 | 9.838 | 9837.9745
E02000953 | Wandsworth 031 | 45.8352 | 313.6599 | 0 | 0 | 0 | 781.7291 | 1470.703 | 0 | 0 | 0 | 0 | 0 | 0 | 0 | 0 | 0 | 3841.1918 | 6.4531 | 6453.1189
E02000954 | Wandsworth 032 | 4.8242 | 125.5331 | 0 | 0 | 0 | 487.6571 | 7194.3151 | 0 | 0 | 0 | 137.2699 | 0 | 0 | 0 | 0 | 0 | 3394.82 | 11.3444 | 11344.4194
E02000955 | Wandsworth 033 | 44.4641 | 1522.3928 | 0 | 0 | 0 | 4065.92 | 12281.128 | 0 | 0 | 0 | 549.0797 | 0 | 0 | 0 | 0 | 0 | 3501.4247 | 21.9644 | 21964.4094
E02000956 | Wandsworth 034 | 57.85 | 1980.7103 | 0 | 0 | 3080.6181 | 3875.9238 | 5469.6505 | 0 | 0 | 712.8802 | 274.5399 | 0 | 0 | 182.3419 | 0 | 0 | 3753.3996 | 19.3879 | 19387.9143
E02000957 | Wandsworth 035 | 8.6125 | 294.881 | 0 | 0 | 0 | 576.322 | 6060.9641 | 0 | 0 | 0 | 960.8895 | 0 | 0 | 0 | 0 | 0 | 5074.8425 | 12.9765 | 12976.5117
E02000958 | Wandsworth 036 | 233.5531 | 7996.5613 | 0 | 0 | 0 | 781.7291 | 6372.5632 | 0 | 0 | 0 | 0 | 0 | 0 | 0 | 0 | 0 | 4460.8675 | 19.8453 | 19845.2742
E02000959 | Wandsworth 037 | 17.4484 | 597.4123 | 0 | 0 | 0 | 7802.5132 | 1031.0083 | 0 | 0 | 0 | 0 | 0 | 0 | 0 | 0 | 0 | 3897.6296 | 13.346 | 13346.0118
E02000960 | Westminster 001 | 1.9297 | 66.07 | 0 | 0 | 0 | 4863.9044 | 28959.2031 | 163.4376 | 0 | 0 | 137.2699 | 0 | 0 | 0 | 0 | 0 | 4595.9762 | 38.7878 | 38787.791
E02000961 | Westminster 002 | 80.3461 | 2750.9478 | 0 | 0 | 0 | 4825.9051 | 14707.0298 | 0 | 0 | 0 | 0 | 0 | 0 | 369.5226 | 0 | 0 | 5902.0271 | 28.6358 | 28635.7786
E02000962 | Westminster 003 | 44.4984 | 1523.5694 | 101538.1875 | 0 | 0 | 9018.4893 | 19576.8834 | 0 | 0 | 0 | 0 | 0 | 0 | 0 | 58798.317 | 7497.6404 | 6829.5455 | 204.8271 | 204827.1308
E02000963 | Westminster 004 | 24.6594 | 844.3056 | 0 | 0 | 0 | 7853.1789 | 5568.2028 | 163.4376 | 0 | 0 | 0 | 0 | 0 | 0 | 0 | 0 | 5599.8852 | 20.0537 | 20053.6695
E02000964 | Westminster 005 | 15.1937 | 520.2146 | 0 | 0 | 0 | 5319.8954 | 5913.1357 | 0 | 0 | 0 | 274.5399 | 0 | 0 | 0 | 0 | 0 | 6472.106 | 18.5151 | 18515.0853
E02000965 | Westminster 006 | 178.882 | 6124.6928 | 28670.2289 | 0 | 0 | 5281.8961 | 6800.1061 | 163.4376 | 0 | 0 | 0 | 0 | 0 | 0 | 0 | 2625.4097 | 5837.0381 | 55.6817 | 55681.6912
E02000966 | Westminster 007 | 65.1727 | 2231.4287 | 0 | 0 | 0 | 7701.1819 | 16678.0751 | 163.4376 | 0 | 0 | 274.5399 | 0 | 0 | 0 | 0 | 0 | 6017.7531 | 33.1316 | 33131.5889
E02000967 | Westminster 008 | 2.6914 | 92.1503 | 0 | 0 | 0 | 21166.687 | 21378.2599 | 163.4376 | 0 | 0 | 411.8098 | 0 | 0 | 376.653 | 0 | 0 | 5102.2063 | 48.6939 | 48693.8954
E02000968 | Westminster 009 | 76.8625 | 2631.674 | 0 | 0 | 0 | 5547.8909 | 12129.5091 | 163.4376 | 0 | 0 | 411.8098 | 0 | 0 | 193.8248 | 58798.317 | 0 | 9121.2627 | 89.0746 | 89074.5885
E02000969 | Westminster 010 | 101.5625 | 3477.3706 | 0 | 0 | 0 | 4787.9059 | 19576.8834 | 326.8753 | 0 | 0 | 0 | 0 | 0 | 0 | 0 | 0 | 6148.3011 | 34.4189 | 34418.8987
E02000970 | Westminster 011 | 93.4173 | 3198.4905 | 70318.7243 | 0 | 0 | 26601.3769 | 23046.0674 | 653.7506 | 0 | 0 | 960.8895 | 0 | 0 | 181.6462 | 0 | 7967.6894 | 5658.6034 | 138.6807 | 138680.6553
E02000971 | Westminster 012 | 19.7336 | 675.6531 | 0 | 0 | 0 | 23264.2866 | 22667.0202 | 326.8753 | 0 | 0 | 137.2699 | 0 | 0 | 0 | 0 | 0 | 6147.161 | 53.238 | 53237.9997
E02000972 | Westminster 013 | 40.1781 | 1375.6478 | 81603.911 | 0 | 0 | 26124.6497 | 32598.0558 | 1961.2518 | 0 | 0 | 823.6196 | 0 | 0 | 724.6243 | 0 | 7358.5905 | 4898.6882 | 157.5092 | 157509.2168
E02000973 | Westminster 014 | 29.4023 | 1006.6988 | 122569.6282 | 0 | 0 | 7802.5132 | 18649.1203 | 163.4376 | 0 | 0 | 411.8098 | 0 | 0 | 0 | 0 | 12228.5662 | 5549.7183 | 168.4109 | 168410.8948
E02000974 | Westminster 015 | 82.6719 | 2830.5796 | 0 | 0 | 0 | 23264.2866 | 22818.6391 | 0 | 0 | 0 | 411.8098 | 0 | 0 | 0 | 0 | 0 | 5424.871 | 54.8329 | 54832.858
E02000975 | Westminster 016 | 24.2227 | 829.3529 | 0 | 0 | 0 | 22310.8323 | 15692.5525 | 163.4376 | 0 | 0 | 686.3497 | 0 | 0 | 180.1567 | 0 | 0 | 5265.819 | 45.1527 | 45152.7232
E02000976 | Westminster 017 | 52 | 1780.4137 | 0 | 0 | 0 | 8461.167 | 26154.2541 | 653.7506 | 0 | 0 | 411.8098 | 0 | 0 | 0 | 0 | 0 | 6432.2004 | 43.9456 | 43945.5956
E02000977 | Westminster 018 | 6.6422 | 227.42 | 134320.4097 | 0 | 0 | 26982.7587 | 36691.7652 | 1470.9388 | 0 | 0 | 1509.9692 | 0 | 0 | 564.3622 | 0 | 10102.9057 | 5310.8552 | 217.188 | 217188.027
E02000978 | Westminster 019 | 3.6562 | 125.1853 | 207012.0102 | 0 | 0 | 25266.5408 | 14479.6015 | 0 | 0 | 0 | 137.2699 | 0 | 0 | 379.9565 | 0 | 17578.7558 | 6992.0179 | 271.975 | 271974.9943
E02000979 | Westminster 020 | 0 | 0 | 0 | 0 | 0 | 23741.0138 | 18800.7392 | 980.6259 | 0 | 0 | 549.0797 | 0 | 0 | 182.9077 | 0 | 0 | 6641.9895 | 50.8964 | 50896.3558
E02000980 | Westminster 021 | 68.0367 | 2329.4905 | 35622.9094 | 0 | 0 | 21548.0688 | 19576.8834 | 0 | 0 | 0 | 0 | 0 | 0 | 0 | 0 | 5376.9157 | 0 | 84.5223 | 84522.3045
E02000981 | Westminster 022 | 0.975 | 33.3828 | 0 | 0 | 0 | 22596.8686 | 13190.8412 | 163.4376 | 0 | 0 | 411.8098 | 0 | 0 | 190.7408 | 0 | 0 | 0 | 36.5881 | 36588.0558
E02000982 | Westminster 023 | 52.1625 | 1785.9775 | 0 | 0 | 0 | 26219.9952 | 32219.0087 | 326.8753 | 0 | 0 | 274.5399 | 0 | 0 | 0 | 0 | 0 | 5756.0868 | 66.6346 | 66634.6459
E02000983 | Westminster 024 | 109.8297 | 3760.4285 | 0 | 0 | 0 | 21643.4142 | 12129.5091 | 163.4376 | 0 | 0 | 0 | 0 | 0 | 0 | 0 | 0 | 0 | 37.8066 | 37806.6192